## Financial Bid
CROSS BORDER POWER TRANSMISSION COMPANY LIMITED
NAME OF WORK:THE REPAIR OF RAJKIYE MADHYA VIDYALAYA LADAURA AND MADHAUL SCHOOL AT MUZAFFARPUR
BILL OF QUANTITY
CIVIL WORKS
S.NO. | DESCRIPTION | DSR 2021 Ref Code | UNIT | RATES (Rs.) | Quantity | Amount(Rs.)
A. | REPAIR & RENOVATION WORKS Ladaura School - 6 Classrooms & 2 Passages Madhaul School - 4 Classrooms
1 | Demolishing cement concrete manually/ by mechanical means including disposal of material within 50 metres lead as per direction of Engineer - in - charge. 15.2.1 Nominal concrete 1:3:6 or richer mix (i/c equivalent design mix) | 15.2.1 | cum |  | 32.2395 |  | Rate abstracted from CPWD CODE 15.2.1 PAGE NO 287
2 | Supplying and filling in plinth with local sand and under floors inculing watering, ramming consolidating and dressing complete. | 2.27 | cum |  | 23.5 |  | Rate abstracted from CPWD CODE 2.27 page no 95
3 | Providing desgination 100A one brick of edge/Flat soiling joints filled with local sand inculding cost of watering . | 11.2 | Sq.M |  | 128 |  | Rate abstracted from CPWD CODE 11.2 PAGE NO 235
4 | providing and laying in postion cement concrete of specified grade , exculding the cost of centering and shuttering, all work upto pilnth level. (1:1.5:3) | 4.20A.1.3 | Cum |  | 32.63 |  | Rate abstracted from CPWD CODE NO 4.20A.1.3 PAGE NO 114
5 | Centering and shuttering | 4.3.1 | Sq.M |  | 85 |  | Rate abstracted from CPWD CODE NO 4.3.1 PAGE NO 109
6 | Dismentaling old plaster,skirting, rackingout joints and cleaning the surace for plaster inculding stacking of servicable material and deposal of unservicable material within 50m lead. | 14.17 | Sq.M |  | 1050 |  | Rate abstracted from CPWD CODE NO 14.17 PAGE NO 278
7 | Repairs to plaster of thickness 12 mm to 20 mm in patches of area 2.5 sq.meters and under, including cutting the patch in proper shape.With cement mortar 1:4 (1cement: 4 coarse sand) | 14.1 | Sq.M |  | 1050 |  | Rate abstracted from CPWD CODE NO 14.1 PAGE NO 276
8 | Providing and applying white cement based Putty of average thickness 1mm, over the Plastered wall surface to prepare the surface even and smooth complete. | 13.8 | Sq.M |  | 1141.5 |  | Rate abstracted from CPWD CODE NO 13.80 PAGE NO 266
9 | Distempering with oil bound washable distemper of approved brand and manufacture to give an even shade :New work (two or more coats) over and including water thinnable priming coat with cement primer | 13.41.1 | Sq.M |  | 1141.5 |  | Rate abstracted from CPWD CODE NO 13.41.1 PAGE NO 261
10 | Removing white or colour wash by scrapping and sand papering and preparing the surface smooth inculding necessary repair scratches etc. complete | 13.88 | Sq.M |  | 577.35 |  | Rate abstracted from CPWD CODE NO 13.88 PAGE NO 266
11 | Punning Of Floors | Refer Sheet-B | Sq.M |  | 477 |  | LS
12 | Installation of fans & lights in 12 Classroms (Supply of wiring pipes including switchboards,wires, switches (for each coonection) & accessories and installation as per requirement for succesful operation for each connection). (one point for light, one point for fan and one plug point in each class room) Fans and lights only suulied by owner for instalation) 24 fans & 24 lights bulbs shall be owner supplied. | Refer Sheet-B | Nos |  | 12 |  | LS
B. | NEW CIVIL WORKS Madhaul School
13 | Bathroom for boys and girls (4 No.) with STP tank, Plumbing work, tiles fixing , sanitary and fixures etc as per Drawing provided. |  | Nos |  |  |  | LS
13.1 | WC PAN INDIAN | Refer Sheet-B | Nos. |  | 4 |  | LS
| WASH BASIN |  | Nos. |  | 2
| PILLARCOCK |  | Nos. |  | 2
| ANGLECOCK |  | Nos. |  | 4
| JALI 100MM |  | Nos. |  | 2
| Urinal |  | Nos. |  | 1
13.2 | Electrical wires, switches , MCB , Lights, Exhaust, wiring pipes etc. All the four toilets shall have lights and exhaust fans. | Refer Sheet-B | Lot |  | 1 |  | LS
13.3 | Tiles Fixing on floor & walls up to a height of 7 feet incl skirting of 100 mm. | Refer Sheet-B | Sqmt |  | 130 |  | This cost include granite work on counter.
13.4 | Earth work in excavation by mechanical means (Hydraulic excavator) / manual means in foundation trenches or drains (not exceeding 1.5 m in width or 10 sqm on plan), including dressing of sides and ramming of bottoms, lift upto 1.5 m, including getting out the excavated soil and disposal of surplus excavated soil as directed, within a lead of 50 m. 2.8.1 All kinds of soil | 2.8.1 | Cum |  | 16.9155 |  | Rate abstracted from CPWD CODE 2.8.1 PAGE NO 92
13.5 | providing and laying in postion cement concrete of specified grade , exculding the cost of centering and shuttering, all work upto pilnth level. (1:1.5:3) | 4.20A.1.3 | Cum |  | 12.2905 |  | Rate abstracted from CPWD CODE NO 4.20A.1.3 PAGE NO 114
13.6 | Providing and laying plain cement concrete of mix using 40/20mm & down size stone aggregate for foundations, below floors & other areas laid in 15cms/10cms as specified thick layers and well compacted including the cost of centring, shuttering, curing etc., complete at all floor levels . 1:3:6 | 4.1.5 4.20A.1.3 | Cum |  | 16.9155 |  | DSR Vol.1 4.1.5 pg 107 6833.4 DSR Vol1 4.20A.1.3 PAGE NO 114 307.95
13.7 | Supplying and filling in plinth with local sand and under floors inculing watering, ramming consolidating and dressing complete. | 2.27 | Cum |  | 0.65025 |  | Rate abstracted from CPWD CODE 2.27 page no 95
13.8 | Providing and constructing 230 mm thk Brick masonry in cement mortar 1:6 using quality bricks of class designation 75 adequately soaked in water before use for super structure at all levels, etc. including racking, scaffolding,curing etc.,complete as directed by Engineer In Charge. Cement mortar 1:6 (1 cement : 6 coarse sand) | 6.1.2 | Cum |  | 10.5086 |  | Rate abstracted from DSR 6.1.2
13.9 | Providing and constructing Half brick masonry with common burnt clay F.P.S. (non modular) bricks of class designation 7.5 in foundations and plinth in : (1 cement : 4 coarse sand) | 6.12.2 | Sqmt |  | 24.339 |  | Rate Abstracted from DSR 6.12.2
13.1 | Plastering with cement mortar 1:4 , 12mm thick floated hard and trowelled smooth to all inside walls inclusive of sills, jambs, soffits, finished roughly at tile fixing sides including watering, curing ,scaffolding charges, cost and conveyance of all materials and labour charges etc. complete for all heights & levels.1:4 (1 cement: 4 coarse sand) | 13.4.1 | Sqmt |  | 59.455 |  | Rate Abstracted from DSR 13.4.1 page no 258
13.11 | Plastering with cement mortar 1:4 , 20mm thick floated hard and trowelled smooth to all inside walls inclusive of sills, jambs, soffits, finished roughly at tile fixing sides including watering, curing ,scaffolding charges, cost and conveyance of all materials and labour charges etc. complete for all heights & levels.1:4 (1 cement: 4 fine sand) | 13.3 | Sqmt |  | 60.6379 |  | Rate Abstracted from DSR 13.3 page 258
13.12 | Finishing walls with Exterior weather coat paint-(two or more coats applied over and inculding priming coat of exterior primer applied to give and even shade. | 13.45 | Sqmt |  | 80.25 |  | Rate abstracted from CPWD CODE NO 13.45 PAGE NO 262
13.13 | Centering and shuttering | 4.3.1 | Sqmt |  | 19.6188 |  | Rate abstracted from CPWD CODE NO 4.3.1 PAGE NO 109
13.14 | Reinforced Steel Fe 500D including cutting , bending and bar binding etc | Refer Sheet-B | Kg |  | 930.7345 |  | Basic rate + labor+ wastage + contractor profit . i.e Rs 68+6+7.4=82
C. | NEW PLUMBING WORKS One each in Ladaura School & Madhaul School
14 | Supply of pipe, fittings & electrical Accessories and boring. Installation of submersible water pump - boring, providing pipe, fittings & all electrical accessories to as per requirement to connect to overhead water tank & to connect to the toilet (taps & wash basin) and to connect to RO for succesful operation. One each in Ladaura School & Madhaul School. Submersible pump shall be owner supplied. RO shall be owner supplied |  | Nos
14.1 | Boring up to a depth of 75m | 18.42.3 | M |  | 150 |  | DSR Vol.2 18.42.3 pg 379
14.2 | Installation of submersible water pump - boring, providing pipe, fittings & all electrical accessories to as per requirement to connect to overhead water tank (14.3) & to connect to the toilet (taps & wash basin) and to connect to RO for succesful operation | Refer Sheet-B | Lot |  | 2 |  | LS
14.3 | Providing and placing on terrace (at all floor levels) polyethylene water storage tank, IS : 12701 marked, with cover and suitable locking arrangement and making necessary holes for inlet, outlet and overflow pipes but without fittings and the base support for tank.PVC Water Tank-Capacity 1000L | 18.48 | Nos. |  | 2 |  | 9.70/L. DSR Vol.2 18.48 Pg no.380
0
Sub-Total (A) | [5 empty] | 0
GST @ 18% (B) |  |  |  |  | 18% | 0
Total amount (A+B) | [5 empty] | 0
Amount in words:
NOTE
1. The rates quoted are inclusive of all Charges except GST.
2. The Bidder hereby declares that the above quoted amounts are after site visit and detailed examination of site in accordance to BOQ.
3. The works shall be carried out as per CPWD specification and/or as per directions of Engineer Incharge.
4. The measurement of works shall be carried out as per CPWD standards.
5. Todownload CPWD Documents : https://cpwd.gov.in/Documents/cpwd_publication.aspx
Company/ Firm/ Contractor Name & Address |  |  |  |  | Sign & Stamp
Date:

## Sheet-B
Specifications
11 | Punning Of Floors | Punning work will be done in cement as per CPWD Specification.
12 | Installation of fans & lights in 12 Classroms (Supply of wiring pipes including switchboards,wires, switches (for each coonection) & accessories and installation as per requirement for succesful operation for each connection). (one point for light, one point for fan and one plug point in each class room) Fans and lights only suulied by owner for instalation) 24 fans & 24 lights bulbs shall be owner supplied. | All equipments & materials must be BIS certified only. Wires, Switches, Boards: Havells, Anchor, Roma, Great White. Pipes: BIS certified only.
13.1 | WC PAN INDIAN | Make : Parryware or Equivalent with ISI certification.
| WASH BASIN | Make : Parryware or Equivalent with ISI certification.
| PILLARCOCK | Make : Parryware or Equivalent with ISI certification.
| ANGLECOCK | Make : Parryware or Equivalent with ISI certification.
| JALI 100MM | Make : Parryware or Equivalent with ISI certification.
| Urinal | Providing and fixing white vitreous china flat back or wall corner type lipped front urinal basin of 430x260x350 mm or 340x410x265 mm sizes respectively . ( Make : Parryware or equivalent )
13.2 | Electrical wires, switches , MCB , Lights, Exhaust, wiring pipes etc. All the four toilets shall have lights and exhaust fans. | All Electrical work will be done as per drawing.( Make - Wire : Anchor , Havells, Great White. Conduit pipes : BIS Certified Only. Switches : Anchor, Roma, Havells, Great White. All equipments must be BIS Certified Only.
13.3 | Tiles Fixing on floor & walls up to a height of 7 feet incl skirting of 100 mm. | Providing and laying vitrified floor tiles in different sizes (thickness to be specified by the manufacturer) with water absorption less than 0.08% and conforming to IS: 15622, of approved make, in all colours and shades, laid on 20mm thick cement mortar 1:4 (1 cement : 4 coarse sand), jointing with grey cement slurry @ 3.3kg/sqm including grouting the joints with white cement and matching pigments etc., complete.( Make Kajaria , Somany or Equivalent ) Execution work will be done as per drawing .
13.14 | Reinforced Steel Fe 500D including cutting , bending and bar binding etc | Make: TATA Steel, SAIL, SHYAM Steel.
14.2 | Installation of submersible water pump - boring, providing pipe, fittings & all electrical accessories to as per requirement to connect to overhead water tank (14.3) & to connect to the toilet (taps & wash basin) and to connect to RO for succesful operation | 50 mm nominal bore,Boring with 50 mm diameter casing pipe for tubewell, in all soils except ordinary hard rocks requiring blasting, including removing the casing pipe after tube well is lowered and tested. Acceseries ( Make : Prince , Ashirwad , Topline or equivalent ). Pipe quality statndard as per IS 4985:2021.

## BOQ with Spec (hidden)
PROJECT OF CROSS BORDER POWER TRANSMISSION COMPANY LIMITED
NAME OF WORK:THE REPAIR OF RAJKIYE MADHYA VIDYALAYA LADAURA AND MADHAUL SCHOOL AT MUZAFFARPUR | [7 empty] | Rates taken from DSR Vol-I & II (2021)
BILL OF QUANTITY
CIVIL WORKS
S.NO. | DESCRIPTION | UNIT | RATES(RS) | Quantity | Amount(Rs.) | Remarks | Rate Analysis | Specification
1 | Dismentalling,Excavating of local earth by mechnical transport upto a lead of 3km also inculding ramming and watering of the earth in layers not exceding 20cm in trenches, pilnth, sides of foundation, etc. | cum | 1976.05 | #REF! | #REF! | Rate abstracted from CPWD CODE 15.55 PAGE NO 292 | DAR Vol 2 pg 1203 & 1204 | 1) EXCAVATION AND BACKFILL OF FOUNDATIONS: Excavation for foundations shall be in accordance with CPWD Specification/ the relevant BIS code. Excavation shall include removal of all materials of whatever nature at all depth and whether wet or dry necessary for the construction of foundations. The bottom of excavation shall be leveled both longitudinally and transversely unless otherwise mentioned in the drawings or as directed by Engineer-in-charge. Excavation shall be measured as classified under:- a) Excavation in all kind of soil including soft/ disintegrated rock, PCC, WBM, Brickwork/ stone masonry etc (excluding hard rock). 2)DISMANTLING & DEMOLISHING WORKS a. The scope of work includes dismantling of existing R.C.C. works at all levels (in foundations or super structures) either manually or by mechanical means including disposal of steel bars and unserviceable material as per direction of Engineer – in- charge. The work of dismantling of RCC works shall be measured in cu. m. Dismantling work must be carried out very carefully under strict close supervision to ensure structural stability of the remaining and/or adjoining/ abutting structure. b. The scope of work includes Demolishing/dismantling of existing chain link fencing either manually or by mechanical means including disposal of unserviceable material as per direction of Engineer – in-charge. The work of dismantling/demolishing of existing chain link fencing shall be measured in running meter.
2 | Supplying and filling in plinth with local sand and under floors inculing watering, ramming consolidating and dressing complete. | cum | 2161.2 | #REF! | #REF! | Rate abstracted from CPWD CODE 2.27 page no 95 | DAR Vol 1 pg 132 & 133 | The external water supply from Bore-well shall be measured in running meters of pipe of various diameters. It shall include all the items such as earth work (excavation, backfilling, disposal etc.), piping, pipe fittings, painting, brickwork, sand filling, concrete, valves, chambers cutting chases in walls, openings in RCC and repairs, etc. required to complete the job.
3 | Providing desgination 100A one brick of edge/Flat soiling joints filled with local sand inculding cost of watering . | Sq.M | 733.3 | #REF! | #REF! | Rate abstracted from CPWD CODE 11.2 PAGE NO 235 | DAR Vol 1 pg 784 | All flooring area other than foundations shall be designed as industrial floor with minimum 100 mm thick RCC floor slab, laid over well compacted over Brick/ stone soiling of minimum 200 mm thick using stone of size 150 mm & below with interstices filled with sand over well compacted earth.
4 | providing and laying in postion cement concrete of specified grade , exculding the cost of centering and shuttering, all work upto pilnth level. (1:1.5:3) | Cum | 8211.3 | 42.75 | 351033.075 | Rate abstracted from CPWD CODE NO 4.20A.1.3 PAGE NO 114 | DAR Vol 1 pg 216 | Measurement of reinforced cement concrete at all locations shall be made and shall include all leads, lifts, formwork, grouting of pockets and underpinning. This shall also include pre-cast RCC work and addition of water proofing compound & admixtures wherever required for which no additional payment shall be made. The quantity shall be measured in cubic meters as per lines and levels indicated in the drawings. No deduction shall be made for volume occupied by reinforcement/inserts/sleeves and for openings having cross-sectional area up to 0.1 sq.m.
5 | Centering and shuttering | Sq.M | 307.95 | 85 | 26175.75 | Rate abstracted from CPWD CODE NO 4.3.1 PAGE NO 109 | DAR Vol 1 pg 179 & 180 | Shuttering will be done by waterproof plywood of standerd make with Bali support.
6 | Dismentaling old plaster,skirting, rackingout joints and cleaning the surace for plaster inculding stacking of servicable material and deposal of unservicable material within 50m lead. | Sq.M | 59.75 | 1050 | 62737.5 | Rate abstracted from CPWD CODE NO 14.17 PAGE NO 278 | DAR Vol 2 pg 1112 | The scope of work includes dismantling of existing R.C.C. works at all levels (in foundations or super structures) either manually or by mechanical means including disposal of steel bars and unserviceable material as per direction of Engineer – in- charge. The work of dismantling of RCC works shall be measured in cu. m. Dismantling work must be carried out very carefully under strict close supervision to ensure structural stability of the remaining and/or adjoining/ abutting structure
7 | Repairs to plaster of thickness 12 mm to 20 mm in patches of area 2.5 sq.meters and under, including cutting the patch in proper shape. | Sq.M | 478 | 577.35 | 275973.3 | Rate abstracted from CPWD CODE NO 14.1 PAGE NO 276 | DAR Vol 2 pg 1093 & 1094 | Repaired work will be executed as per IS Code and CPWD specification.
8 | Providing and applying white cement based Putty of average thickness 1mm, over the Plastered wall surface to prepare the surface even and smooth complete. | Sq.M | 123.85 | 1141.5 | 141374.775 | Rate abstracted from CPWD CODE NO 13.8 PAGE NO 266 | DAR Vol 2 pg 1060 | Puttty work will be carried out as per CPWD specification. Make ( JK , Sakarni ,Birla )
9 | Distempering with dry distemper (two or more coats ) and of required shade on New works, over and inculding priming coat of whiting to give and even shade. | Sq.M | 90.05 | 1141.5 | 102792.075 | Rate abstracted from CPWD CODE NO 13.81.2 PAGE NO 266 | DAR Vol 2 pg 1061 | Distemper work will be done as per CPWD & PWD Specification. Make ( Asian )
10 | Finishing walls with weather coat Smooth Paint : New Works (Two or more Coat Applied @1.43lyt/10sqm over and inculding priming coat of Exterior/interior. Make: Asian | Sq.M | 245 | 1141.5 | 279667.5 | Rate abstracted from CPWD CODE NO 13.45 PAGE NO 262 | DAR Vol 2 pg 1032 | Finishing walls with weather coat Smooth Paint : New Works (Two or more Coat Applied @1.43lyt/10sqm over and inculding priming coat of Exterior/interior. Make: Asian
11 | Removing white or colour wash by scrapping and sand papering and preparing the surface smooth inculding necessary repair scratches etc. complete | Sq.M | 16.35 | 1500 | 24525 | Rate abstracted from CPWD CODE NO 13.88 PAGE NO 266 | DAR Vol 2 pg 1067 | Removing white or colour wash by scrapping and sand papering and preparing the surface will be carried out as per CPWD & PWD Specification.
12 | Punning Of Floors | Sq.M | 297 | 477 | 141669 | LS |  | Punning work will be done in cement as per CPWD & PWD Specification.
13 | Bathroom for boys and girls (4 No.) with STP tank, Plumbing work, tiles fixing , sanitary and fixures etc as per Drawing provided. | Nos | 4 |  |  | LS |  | Execution will be done as per drawing provided, if any changes or modification suggested or adviced by client or pmc rate anylis of item will be provided .
13.1 | WC PAN INDIAN | Nos. | 4 |  | 60000 | LS |  | INDIAN PAN WITH ISI MARK ( Make : Parryware or Equivalent )
| WASH BASIN | Nos. | 2 |  |  |  |  | WASH BASIN WITH ISI MARK ( MAKE : Parryware or Equivalent )
| PILLARCOCK | Nos. | 2 |  |  |  |  | PILLARCOCK WITH ISI MARK ( MAKE : Parryware or Equivalent )
| ANGLECOCK | Nos. | 4 |  |  |  |  | WASH BASIN WITH ISI MARK ( MAKE : Parryware or Eqivalent )
| JALI 100MM | Nos. | 2 |  |  |  |  | WASH BASIN WITH ISI MARK ( MAKE : Parryware or Equivalent )
| Urinal | Nos. | 1 |  |  |  |  | Providing and fixing white vitreous china flat back or wall corner type lipped front urinal basin of 430x260x350 mm or 340x410x265 mm sizes respectively . ( Make : Parryware or equivalent )
13.2 | Electrical wires switches , MCB etc | Lot | Lot |  | 40000 | LS
13.3 | Tiles Fixing on floor & walls up to a height of 7 feet | Sqmt | 40 | 1400 | 56000 | This cost include granite work on counter. |  | Providing and laying vitrified floor tiles in different sizes (thickness to be specified by the manufacturer) with water absorption less than 0.08% and conforming to IS: 15622, of approved make, in all colours and shades, laid on 20mm thick cement mortar 1:4 (1 cement : 4 coarse sand), jointing with grey cement slurry @ 3.3kg/sqm including grouting the joints with white cement and matching pigments etc., complete.( Make Kajaria , Somany or Equivalent ) Execution work will be done as per drawing .
13.4 | Excavation | Cum | 1976.05 | #REF! | #REF! | Rate abstracted from CPWD CODE 15.55 PAGE NO 292 | DAR Vol 2 pg 1203 & 1204 | Mentioned above | Excavation | Excavation | Excavation | Excavation | Excavation | Excavation | Excavation | Excavation | Excavation | Excavation | Excavation | Excavation | Excavation | Excavation | Excavation | Excavation | Excavation | Excavation | Excavation | Excavation | Excavation | Excavation | Excavation | Excavation | Excavation | Excavation | Excavation | Excavation | Excavation | Excavation | Excavation | Excavation | Excavation | Excavation | Excavation | Excavation | Excavation | Excavation | Excavation | Excavation | Excavation | Excavation | Excavation | Excavation | Excavation | Excavation | Excavation | Excavation | Excavation | Excavation | Excavation | Excavation | Excavation | Excavation | Excavation | Excavation | Excavation | Excavation | Excavation | Excavation | Excavation | Excavation | Excavation | Excavation | Excavation | Excavation | Excavation | Excavation | Excavation | Excavation | Excavation | Excavation | Excavation | Excavation | Excavation | Excavation | Excavation | Excavation | Excavation | Excavation | Excavation | Excavation | Excavation | Excavation | Excavation | Excavation | Excavation | Excavation | Excavation | Excavation | Excavation | Excavation | Excavation | Excavation | Excavation | Excavation | Excavation | Excavation | Excavation | Excavation | Excavation | Excavation | Excavation | Excavation | Excavation | Excavation | Excavation | Excavation | Excavation | Excavation | Excavation | Excavation | Excavation | Excavation | Excavation | Excavation | Excavation | Excavation | Excavation | Excavation | Excavation | Excavation | Excavation | Excavation | Excavation | Excavation | Excavation | Excavation | Excavation | Excavation | Excavation | Excavation | Excavation | Excavation | Excavation | Excavation | Excavation | Excavation | Excavation | Excavation | Excavation | Excavation | Excavation | Excavation | Excavation | Excavation | Excavation | Excavation | Excavation | Excavation | Excavation | Excavation | Excavation | Excavation | Excavation | Excavation | Excavation | Excavation | Excavation | Excavation | Excavation | Excavation | Excavation | Excavation | Excavation | Excavation | Excavation | Excavation | Excavation | Excavation | Excavation | Excavation | Excavation | Excavation | Excavation | Excavation | Excavation | Excavation | Excavation | Excavation | Excavation | Excavation | Excavation | Excavation | Excavation | Excavation | Excavation | Excavation | Excavation | Excavation | Excavation | Excavation | Excavation | Excavation | Excavation | Excavation | Excavation | Excavation | Excavation | Excavation | Excavation | Excavation | Excavation | Excavation | Excavation | Excavation | Excavation | Excavation | Excavation | Excavation | Excavation | Excavation | Excavation | Excavation | Excavation | Excavation | Excavation | Excavation | Excavation | Excavation | Excavation | Excavation | Excavation | Excavation | Excavation | Excavation | Excavation | Excavation | Excavation | Excavation | Excavation | Excavation | Excavation | Excavation | Excavation | Excavation | Excavation | Excavation | Excavation | Excavation | Excavation | Excavation | Excavation | Excavation | Excavation | Excavation | Excavation | Excavation | Excavation | Excavation | Excavation | Excavation | Excavation | Excavation | Excavation | Excavation | Excavation | Excavation | Excavation | Excavation | Excavation | Excavation | Excavation | Excavation | Excavation | Excavation | Excavation | Excavation | Excavation | Excavation | Excavation | Excavation | Excavation | Excavation | Excavation | Excavation | Excavation | Excavation | Excavation | Excavation | Excavation | Excavation | Excavation | Excavation | Excavation | Excavation | Excavation | Excavation | Excavation | Excavation | Excavation | Excavation | Excavation | Excavation | Excavation | Excavation | Excavation | Excavation | Excavation | Excavation | Excavation | Excavation | Excavation | Excavation | Excavation | Excavation | Excavation | Excavation | Excavation | Excavation | Excavation | Excavation | Excavation | Excavation | Excavation | Excavation | Excavation | Excavation | Excavation | Excavation | Excavation | Excavation | Excavation | Excavation | Excavation | Excavation | Excavation | Excavation | Excavation | Excavation | Excavation | Excavation | Excavation | Excavation | Excavation | Excavation | Excavation | Excavation | Excavation | Excavation | Excavation | Excavation | Excavation | Excavation | Excavation | Excavation | Excavation | Excavation | Excavation | Excavation | Excavation | Excavation | Excavation | Excavation | Excavation | Excavation | Excavation | Excavation | Excavation | Excavation | Excavation | Excavation | Excavation | Excavation | Excavation | Excavation | Excavation | Excavation | Excavation | Excavation | Excavation | Excavation | Excavation | Excavation | Excavation | Excavation | Excavation | Excavation | Excavation | Excavation | Excavation | Excavation | Excavation | Excavation | Excavation | Excavation | Excavation | Excavation | Excavation | Excavation | Excavation | Excavation | Excavation | Excavation | Excavation | Excavation | Excavation | Excavation | Excavation | Excavation | Excavation | Excavation | Excavation | Excavation | Excavation | Excavation | Excavation | Excavation | Excavation | Excavation | Excavation | Excavation | Excavation | Excavation | Excavation | Excavation | Excavation | Excavation | Excavation | Excavation | Excavation | Excavation | Excavation | Excavation | Excavation | Excavation | Excavation | Excavation | Excavation | Excavation | Excavation | Excavation | Excavation | Excavation | Excavation | Excavation | Excavation | Excavation | Excavation | Excavation | Excavation | Excavation | Excavation | Excavation | Excavation | Excavation | Excavation | Excavation | Excavation | Excavation | Excavation | Excavation | Excavation | Excavation | Excavation | Excavation | Excavation | Excavation | Excavation | Excavation | Excavation | Excavation | Excavation | Excavation | Excavation | Excavation | Excavation | Excavation | Excavation | Excavation | Excavation | Excavation | Excavation | Excavation | Excavation | Excavation | Excavation | Excavation | Excavation | Excavation | Excavation | Excavation | Excavation | Excavation | Excavation | Excavation | Excavation | Excavation | Excavation | Excavation | Excavation | Excavation | Excavation | Excavation | Excavation | Excavation | Excavation | Excavation | Excavation | Excavation | Excavation | Excavation | Excavation | Excavation | Excavation | Excavation | Excavation | Excavation | Excavation | Excavation | Excavation | Excavation | Excavation | Excavation | Excavation | Excavation | Excavation | Excavation | Excavation | Excavation | Excavation | Excavation | Excavation | Excavation | Excavation | Excavation | Excavation | Excavation | Excavation | Excavation | Excavation | Excavation | Excavation | Excavation | Excavation | Excavation | Excavation | Excavation | Excavation | Excavation | Excavation | Excavation | Excavation | Excavation | Excavation | Excavation | Excavation | Excavation | Excavation | Excavation | Excavation | Excavation | Excavation | Excavation | Excavation | Excavation | Excavation | Excavation | Excavation | Excavation | Excavation | Excavation | Excavation | Excavation | Excavation | Excavation | Excavation | Excavation | Excavation | Excavation | Excavation | Excavation | Excavation | Excavation | Excavation | Excavation | Excavation | Excavation | Excavation | Excavation | Excavation | Excavation | Excavation | Excavation | Excavation | Excavation | Excavation | Excavation | Excavation | Excavation | Excavation | Excavation | Excavation | Excavation | Excavation | Excavation | Excavation | Excavation | Excavation | Excavation | Excavation | Excavation | Excavation | Excavation | Excavation | Excavation | Excavation | Excavation | Excavation | Excavation | Excavation | Excavation | Excavation | Excavation | Excavation | Excavation | Excavation | Excavation | Excavation | Excavation | Excavation | Excavation | Excavation | Excavation | Excavation | Excavation | Excavation | Excavation | Excavation | Excavation | Excavation | Excavation | Excavation | Excavation | Excavation | Excavation | Excavation | Excavation | Excavation | Excavation | Excavation | Excavation | Excavation | Excavation | Excavation | Excavation | Excavation | Excavation | Excavation | Excavation | Excavation | Excavation | Excavation | Excavation | Excavation | Excavation | Excavation | Excavation | Excavation | Excavation | Excavation | Excavation | Excavation | Excavation | Excavation | Excavation | Excavation | Excavation | Excavation | Excavation | Excavation | Excavation | Excavation | Excavation | Excavation | Excavation | Excavation | Excavation | Excavation | Excavation | Excavation | Excavation | Excavation | Excavation | Excavation | Excavation | Excavation | Excavation | Excavation | Excavation | Excavation | Excavation | Excavation | Excavation | Excavation | Excavation | Excavation | Excavation | Excavation | Excavation | Excavation | Excavation | Excavation | Excavation | Excavation | Excavation | Excavation | Excavation | Excavation | Excavation | Excavation | Excavation | Excavation | Excavation | Excavation | Excavation | Excavation | Excavation | Excavation | Excavation | Excavation | Excavation | Excavation | Excavation | Excavation | Excavation | Excavation | Excavation | Excavation | Excavation | Excavation | Excavation | Excavation | Excavation | Excavation | Excavation | Excavation | Excavation | Excavation | Excavation | Excavation | Excavation | Excavation | Excavation | Excavation | Excavation | Excavation | Excavation | Excavation | Excavation | Excavation | Excavation | Excavation | Excavation | Excavation | Excavation | Excavation | Excavation | Excavation | Excavation | Excavation | Excavation | Excavation | Excavation | Excavation | Excavation | Excavation | Excavation | Excavation | Excavation | Excavation | Excavation | Excavation | Excavation | Excavation | Excavation | Excavation | Excavation | Excavation | Excavation | Excavation | Excavation | Excavation | Excavation | Excavation | Excavation | Excavation | Excavation | Excavation | Excavation | Excavation | Excavation | Excavation | Excavation | Excavation | Excavation | Excavation | Excavation | Excavation | Excavation | Excavation | Excavation | Excavation | Excavation | Excavation | Excavation | Excavation | Excavation | Excavation | Excavation | Excavation | Excavation | Excavation | Excavation | Excavation | Excavation | Excavation | Excavation | Excavation | Excavation | Excavation | Excavation | Excavation | Excavation | Excavation | Excavation | Excavation | Excavation | Excavation | Excavation | Excavation | Excavation | Excavation | Excavation | Excavation | Excavation | Excavation | Excavation | Excavation | Excavation | Excavation | Excavation | Excavation | Excavation | Excavation | Excavation | Excavation | Excavation | Excavation | Excavation | Excavation | Excavation | Excavation | Excavation | Excavation | Excavation | Excavation | Excavation | Excavation | Excavation | Excavation | Excavation | Excavation | Excavation | Excavation | Excavation | Excavation | Excavation | Excavation | Excavation | Excavation | Excavation | Excavation | Excavation | Excavation | Excavation | Excavation | Excavation | Excavation | Excavation | Excavation | Excavation | Excavation | Excavation | Excavation | Excavation | Excavation | Excavation | Excavation | Excavation | Excavation | Excavation | Excavation | Excavation | Excavation | Excavation | Excavation | Excavation | Excavation | Excavation | Excavation | Excavation | Excavation | Excavation | Excavation | Excavation | Excavation | Excavation | Excavation | Excavation | Excavation | Excavation | Excavation | Excavation | Excavation | Excavation | Excavation | Excavation | Excavation | Excavation | Excavation | Excavation | Excavation | Excavation | Excavation | Excavation | Excavation | Excavation | Excavation | Excavation | Excavation | Excavation | Excavation | Excavation | Excavation | Excavation | Excavation | Excavation | Excavation | Excavation | Excavation | Excavation | Excavation | Excavation | Excavation | Excavation | Excavation | Excavation | Excavation | Excavation | Excavation | Excavation | Excavation | Excavation | Excavation | Excavation | Excavation | Excavation | Excavation | Excavation | Excavation | Excavation | Excavation | Excavation | Excavation | Excavation | Excavation | Excavation | Excavation | Excavation | Excavation | Excavation | Excavation | Excavation | Excavation | Excavation | Excavation | Excavation | Excavation | Excavation | Excavation | Excavation | Excavation | Excavation | Excavation | Excavation | Excavation | Excavation | Excavation | Excavation | Excavation | Excavation | Excavation | Excavation | Excavation | Excavation | Excavation | Excavation | Excavation | Excavation | Excavation | Excavation | Excavation | Excavation | Excavation | Excavation | Excavation | Excavation | Excavation | Excavation | Excavation | Excavation | Excavation | Excavation | Excavation | Excavation | Excavation | Excavation | Excavation | Excavation | Excavation | Excavation | Excavation | Excavation | Excavation | Excavation | Excavation | Excavation | Excavation | Excavation | Excavation | Excavation | Excavation | Excavation | Excavation | Excavation | Excavation | Excavation | Excavation | Excavation | Excavation | Excavation | Excavation | Excavation | Excavation | Excavation | Excavation | Excavation | Excavation | Excavation | Excavation | Excavation | Excavation | Excavation | Excavation | Excavation | Excavation | Excavation | Excavation | Excavation | Excavation | Excavation | Excavation | Excavation | Excavation | Excavation | Excavation | Excavation | Excavation | Excavation | Excavation | Excavation | Excavation | Excavation | Excavation | Excavation | Excavation | Excavation | Excavation | Excavation | Excavation | Excavation | Excavation | Excavation | Excavation | Excavation | Excavation | Excavation | Excavation | Excavation | Excavation | Excavation | Excavation | Excavation | Excavation | Excavation | Excavation | Excavation | Excavation | Excavation | Excavation | Excavation | Excavation | Excavation | Excavation | Excavation | Excavation | Excavation | Excavation | Excavation | Excavation | Excavation | Excavation | Excavation | Excavation | Excavation | Excavation | Excavation | Excavation | Excavation | Excavation | Excavation | Excavation | Excavation | Excavation | Excavation | Excavation | Excavation | Excavation | Excavation | Excavation | Excavation | Excavation | Excavation | Excavation | Excavation | Excavation | Excavation | Excavation | Excavation | Excavation | Excavation | Excavation | Excavation | Excavation | Excavation | Excavation | Excavation | Excavation | Excavation | Excavation | Excavation | Excavation | Excavation | Excavation | Excavation | Excavation | Excavation | Excavation | Excavation | Excavation | Excavation | Excavation | Excavation | Excavation | Excavation | Excavation | Excavation | Excavation | Excavation | Excavation | Excavation | Excavation | Excavation | Excavation | Excavation | Excavation | Excavation | Excavation | Excavation | Excavation | Excavation | Excavation | Excavation | Excavation | Excavation | Excavation | Excavation | Excavation | Excavation | Excavation | Excavation | Excavation | Excavation | Excavation | Excavation | Excavation | Excavation | Excavation | Excavation | Excavation | Excavation | Excavation | Excavation | Excavation | Excavation | Excavation | Excavation | Excavation | Excavation | Excavation | Excavation | Excavation | Excavation | Excavation | Excavation | Excavation | Excavation | Excavation | Excavation | Excavation | Excavation | Excavation | Excavation | Excavation | Excavation | Excavation | Excavation | Excavation | Excavation | Excavation | Excavation | Excavation | Excavation | Excavation | Excavation | Excavation | Excavation | Excavation | Excavation | Excavation | Excavation | Excavation | Excavation | Excavation | Excavation | Excavation | Excavation | Excavation | Excavation | Excavation | Excavation | Excavation | Excavation | Excavation | Excavation | Excavation | Excavation | Excavation | Excavation | Excavation | Excavation | Excavation | Excavation | Excavation | Excavation | Excavation | Excavation | Excavation | Excavation | Excavation | Excavation | Excavation | Excavation | Excavation | Excavation | Excavation | Excavation | Excavation | Excavation | Excavation | Excavation | Excavation | Excavation | Excavation | Excavation | Excavation | Excavation | Excavation | Excavation | Excavation | Excavation | Excavation | Excavation | Excavation | Excavation | Excavation | Excavation | Excavation | Excavation | Excavation | Excavation | Excavation | Excavation | Excavation | Excavation | Excavation | Excavation | Excavation | Excavation | Excavation | Excavation | Excavation | Excavation | Excavation | Excavation | Excavation | Excavation | Excavation | Excavation | Excavation | Excavation | Excavation | Excavation | Excavation | Excavation | Excavation | Excavation | Excavation | Excavation | Excavation | Excavation | Excavation | Excavation | Excavation | Excavation | Excavation | Excavation | Excavation | Excavation | Excavation | Excavation | Excavation | Excavation | Excavation | Excavation | Excavation | Excavation | Excavation | Excavation | Excavation | Excavation | Excavation | Excavation | Excavation | Excavation | Excavation | Excavation | Excavation | Excavation | Excavation | Excavation | Excavation | Excavation | Excavation | Excavation | Excavation | Excavation | Excavation | Excavation | Excavation | Excavation | Excavation | Excavation | Excavation | Excavation | Excavation | Excavation | Excavation | Excavation | Excavation | Excavation | Excavation | Excavation | Excavation | Excavation | Excavation | Excavation | Excavation | Excavation | Excavation | Excavation | Excavation | Excavation | Excavation | Excavation | Excavation | Excavation | Excavation | Excavation | Excavation | Excavation | Excavation | Excavation | Excavation | Excavation | Excavation | Excavation | Excavation | Excavation | Excavation | Excavation | Excavation | Excavation | Excavation | Excavation | Excavation | Excavation | Excavation | Excavation | Excavation | Excavation | Excavation | Excavation | Excavation | Excavation | Excavation | Excavation | Excavation | Excavation | Excavation | Excavation | Excavation | Excavation | Excavation | Excavation | Excavation | Excavation | Excavation | Excavation | Excavation | Excavation | Excavation | Excavation | Excavation | Excavation | Excavation | Excavation | Excavation | Excavation | Excavation | Excavation | Excavation | Excavation | Excavation | Excavation | Excavation | Excavation | Excavation | Excavation | Excavation | Excavation | Excavation | Excavation | Excavation | Excavation | Excavation | Excavation | Excavation | Excavation | Excavation | Excavation | Excavation | Excavation | Excavation | Excavation | Excavation | Excavation | Excavation | Excavation | Excavation | Excavation | Excavation | Excavation | Excavation | Excavation | Excavation | Excavation | Excavation | Excavation | Excavation | Excavation | Excavation | Excavation | Excavation | Excavation | Excavation | Excavation | Excavation | Excavation | Excavation | Excavation | Excavation | Excavation | Excavation | Excavation | Excavation | Excavation | Excavation | Excavation | Excavation | Excavation | Excavation | Excavation | Excavation | Excavation | Excavation | Excavation | Excavation | Excavation | Excavation | Excavation | Excavation | Excavation | Excavation | Excavation | Excavation | Excavation | Excavation | Excavation | Excavation | Excavation | Excavation | Excavation | Excavation | Excavation | Excavation | Excavation | Excavation | Excavation | Excavation | Excavation | Excavation | Excavation | Excavation | Excavation | Excavation | Excavation | Excavation | Excavation | Excavation | Excavation | Excavation | Excavation | Excavation | Excavation | Excavation | Excavation | Excavation | Excavation | Excavation | Excavation | Excavation | Excavation | Excavation | Excavation | Excavation | Excavation | Excavation | Excavation | Excavation | Excavation | Excavation | Excavation | Excavation | Excavation | Excavation | Excavation | Excavation | Excavation | Excavation | Excavation | Excavation | Excavation | Excavation | Excavation | Excavation | Excavation | Excavation | Excavation | Excavation | Excavation | Excavation | Excavation | Excavation | Excavation | Excavation | Excavation | Excavation | Excavation | Excavation | Excavation | Excavation | Excavation | Excavation | Excavation | Excavation | Excavation | Excavation | Excavation | Excavation | Excavation | Excavation | Excavation | Excavation | Excavation | Excavation | Excavation | Excavation | Excavation | Excavation | Excavation | Excavation | Excavation | Excavation | Excavation | Excavation | Excavation | Excavation | Excavation | Excavation | Excavation | Excavation | Excavation | Excavation | Excavation | Excavation | Excavation | Excavation | Excavation | Excavation | Excavation | Excavation | Excavation | Excavation | Excavation | Excavation | Excavation | Excavation | Excavation | Excavation | Excavation | Excavation | Excavation | Excavation | Excavation | Excavation | Excavation | Excavation | Excavation | Excavation | Excavation | Excavation | Excavation | Excavation | Excavation | Excavation | Excavation | Excavation | Excavation | Excavation | Excavation | Excavation | Excavation | Excavation | Excavation | Excavation | Excavation | Excavation | Excavation | Excavation | Excavation | Excavation | Excavation | Excavation | Excavation | Excavation | Excavation | Excavation | Excavation | Excavation | Excavation | Excavation | Excavation | Excavation | Excavation | Excavation | Excavation | Excavation | Excavation | Excavation | Excavation | Excavation | Excavation | Excavation | Excavation | Excavation | Excavation | Excavation | Excavation | Excavation | Excavation | Excavation | Excavation | Excavation | Excavation | Excavation | Excavation | Excavation | Excavation | Excavation | Excavation | Excavation | Excavation | Excavation | Excavation | Excavation | Excavation | Excavation | Excavation | Excavation | Excavation | Excavation | Excavation | Excavation | Excavation | Excavation | Excavation | Excavation | Excavation | Excavation | Excavation | Excavation | Excavation | Excavation | Excavation | Excavation | Excavation | Excavation | Excavation | Excavation | Excavation | Excavation | Excavation | Excavation | Excavation | Excavation | Excavation | Excavation | Excavation | Excavation | Excavation | Excavation | Excavation | Excavation | Excavation | Excavation | Excavation | Excavation | Excavation | Excavation | Excavation | Excavation | Excavation | Excavation | Excavation | Excavation | Excavation | Excavation | Excavation | Excavation | Excavation | Excavation | Excavation | Excavation | Excavation | Excavation | Excavation | Excavation | Excavation | Excavation | Excavation | Excavation | Excavation | Excavation | Excavation | Excavation | Excavation | Excavation | Excavation | Excavation | Excavation | Excavation | Excavation | Excavation | Excavation | Excavation | Excavation | Excavation | Excavation | Excavation | Excavation | Excavation | Excavation | Excavation | Excavation | Excavation | Excavation | Excavation | Excavation | Excavation | Excavation | Excavation | Excavation | Excavation | Excavation | Excavation | Excavation | Excavation | Excavation | Excavation | Excavation | Excavation | Excavation | Excavation | Excavation | Excavation | Excavation | Excavation | Excavation | Excavation | Excavation | Excavation | Excavation | Excavation | Excavation | Excavation | Excavation | Excavation | Excavation | Excavation | Excavation | Excavation | Excavation | Excavation | Excavation | Excavation | Excavation | Excavation | Excavation | Excavation | Excavation | Excavation | Excavation | Excavation | Excavation | Excavation | Excavation | Excavation | Excavation | Excavation | Excavation | Excavation | Excavation | Excavation | Excavation | Excavation | Excavation | Excavation | Excavation | Excavation | Excavation | Excavation | Excavation | Excavation | Excavation | Excavation | Excavation | Excavation | Excavation | Excavation | Excavation | Excavation | Excavation | Excavation | Excavation | Excavation | Excavation | Excavation | Excavation | Excavation | Excavation | Excavation | Excavation | Excavation | Excavation | Excavation | Excavation | Excavation | Excavation | Excavation | Excavation | Excavation | Excavation | Excavation | Excavation | Excavation | Excavation | Excavation | Excavation | Excavation | Excavation | Excavation | Excavation | Excavation | Excavation | Excavation | Excavation | Excavation | Excavation | Excavation | Excavation | Excavation | Excavation | Excavation | Excavation | Excavation | Excavation | Excavation | Excavation | Excavation | Excavation | Excavation | Excavation | Excavation | Excavation | Excavation | Excavation | Excavation | Excavation | Excavation | Excavation | Excavation | Excavation | Excavation | Excavation | Excavation | Excavation | Excavation | Excavation | Excavation | Excavation | Excavation | Excavation | Excavation | Excavation | Excavation | Excavation | Excavation | Excavation | Excavation | Excavation | Excavation | Excavation | Excavation | Excavation | Excavation | Excavation | Excavation | Excavation | Excavation | Excavation | Excavation | Excavation | Excavation | Excavation | Excavation | Excavation | Excavation | Excavation | Excavation | Excavation | Excavation | Excavation | Excavation | Excavation | Excavation | Excavation | Excavation | Excavation | Excavation | Excavation | Excavation | Excavation | Excavation | Excavation | Excavation | Excavation | Excavation | Excavation | Excavation | Excavation | Excavation | Excavation | Excavation | Excavation | Excavation | Excavation | Excavation | Excavation | Excavation | Excavation | Excavation | Excavation | Excavation | Excavation | Excavation | Excavation | Excavation | Excavation | Excavation | Excavation | Excavation | Excavation | Excavation | Excavation | Excavation | Excavation | Excavation | Excavation | Excavation | Excavation | Excavation | Excavation | Excavation | Excavation | Excavation | Excavation | Excavation | Excavation | Excavation | Excavation | Excavation | Excavation | Excavation | Excavation | Excavation | Excavation | Excavation | Excavation | Excavation | Excavation | Excavation | Excavation | Excavation | Excavation | Excavation | Excavation | Excavation | Excavation | Excavation | Excavation | Excavation | Excavation | Excavation | Excavation | Excavation | Excavation | Excavation | Excavation | Excavation | Excavation | Excavation | Excavation | Excavation | Excavation | Excavation | Excavation | Excavation | Excavation | Excavation | Excavation | Excavation | Excavation | Excavation | Excavation | Excavation | Excavation | Excavation | Excavation | Excavation | Excavation | Excavation | Excavation | Excavation | Excavation | Excavation | Excavation | Excavation | Excavation | Excavation | Excavation | Excavation | Excavation | Excavation | Excavation | Excavation | Excavation | Excavation | Excavation | Excavation | Excavation | Excavation | Excavation | Excavation | Excavation | Excavation | Excavation | Excavation | Excavation | Excavation | Excavation | Excavation | Excavation | Excavation | Excavation | Excavation | Excavation | Excavation | Excavation | Excavation | Excavation | Excavation | Excavation | Excavation | Excavation | Excavation | Excavation | Excavation | Excavation | Excavation | Excavation | Excavation | Excavation | Excavation | Excavation | Excavation | Excavation | Excavation | Excavation | Excavation | Excavation | Excavation | Excavation | Excavation | Excavation | Excavation | Excavation | Excavation | Excavation | Excavation | Excavation | Excavation | Excavation | Excavation | Excavation | Excavation | Excavation | Excavation | Excavation | Excavation | Excavation | Excavation | Excavation | Excavation | Excavation | Excavation | Excavation | Excavation | Excavation | Excavation | Excavation | Excavation | Excavation | Excavation | Excavation | Excavation | Excavation | Excavation | Excavation | Excavation | Excavation | Excavation | Excavation | Excavation | Excavation | Excavation | Excavation | Excavation | Excavation | Excavation | Excavation | Excavation | Excavation | Excavation | Excavation | Excavation | Excavation | Excavation | Excavation | Excavation | Excavation | Excavation | Excavation | Excavation | Excavation | Excavation | Excavation | Excavation | Excavation | Excavation | Excavation | Excavation | Excavation | Excavation | Excavation | Excavation | Excavation | Excavation | Excavation | Excavation | Excavation | Excavation | Excavation | Excavation | Excavation | Excavation | Excavation | Excavation | Excavation | Excavation | Excavation | Excavation | Excavation | Excavation | Excavation | Excavation | Excavation | Excavation | Excavation | Excavation | Excavation | Excavation | Excavation | Excavation | Excavation | Excavation | Excavation | Excavation | Excavation | Excavation | Excavation | Excavation | Excavation | Excavation | Excavation | Excavation | Excavation | Excavation | Excavation | Excavation | Excavation | Excavation | Excavation | Excavation | Excavation | Excavation | Excavation | Excavation | Excavation | Excavation | Excavation | Excavation | Excavation | Excavation | Excavation | Excavation | Excavation | Excavation | Excavation | Excavation | Excavation | Excavation | Excavation | Excavation | Excavation | Excavation | Excavation | Excavation | Excavation | Excavation | Excavation | Excavation | Excavation | Excavation | Excavation | Excavation | Excavation | Excavation | Excavation | Excavation | Excavation | Excavation | Excavation | Excavation | Excavation | Excavation | Excavation | Excavation | Excavation | Excavation | Excavation | Excavation | Excavation | Excavation | Excavation | Excavation | Excavation | Excavation | Excavation | Excavation | Excavation | Excavation | Excavation | Excavation | Excavation | Excavation | Excavation | Excavation | Excavation | Excavation | Excavation | Excavation | Excavation | Excavation | Excavation | Excavation | Excavation | Excavation | Excavation | Excavation | Excavation | Excavation | Excavation | Excavation | Excavation | Excavation | Excavation | Excavation | Excavation | Excavation | Excavation | Excavation | Excavation | Excavation | Excavation | Excavation | Excavation | Excavation | Excavation | Excavation | Excavation | Excavation | Excavation | Excavation | Excavation | Excavation | Excavation | Excavation | Excavation | Excavation | Excavation | Excavation | Excavation | Excavation | Excavation | Excavation | Excavation | Excavation | Excavation | Excavation | Excavation | Excavation | Excavation | Excavation | Excavation | Excavation | Excavation | Excavation | Excavation | Excavation | Excavation | Excavation | Excavation | Excavation | Excavation | Excavation | Excavation | Excavation | Excavation | Excavation | Excavation | Excavation | Excavation | Excavation | Excavation | Excavation | Excavation | Excavation | Excavation | Excavation | Excavation | Excavation | Excavation | Excavation | Excavation | Excavation | Excavation | Excavation | Excavation | Excavation | Excavation | Excavation | Excavation | Excavation | Excavation | Excavation | Excavation | Excavation | Excavation | Excavation | Excavation | Excavation | Excavation | Excavation | Excavation | Excavation | Excavation | Excavation | Excavation | Excavation | Excavation | Excavation | Excavation | Excavation | Excavation | Excavation | Excavation | Excavation | Excavation | Excavation | Excavation | Excavation | Excavation | Excavation | Excavation | Excavation | Excavation | Excavation | Excavation | Excavation | Excavation | Excavation | Excavation | Excavation | Excavation | Excavation | Excavation | Excavation | Excavation | Excavation | Excavation | Excavation | Excavation | Excavation | Excavation | Excavation | Excavation | Excavation | Excavation | Excavation | Excavation | Excavation | Excavation | Excavation | Excavation | Excavation | Excavation | Excavation | Excavation | Excavation | Excavation | Excavation | Excavation | Excavation | Excavation | Excavation | Excavation | Excavation | Excavation | Excavation | Excavation | Excavation | Excavation | Excavation | Excavation | Excavation | Excavation | Excavation | Excavation | Excavation | Excavation | Excavation | Excavation | Excavation | Excavation | Excavation | Excavation | Excavation | Excavation | Excavation | Excavation | Excavation | Excavation | Excavation | Excavation | Excavation | Excavation | Excavation | Excavation | Excavation | Excavation | Excavation | Excavation | Excavation | Excavation | Excavation | Excavation | Excavation | Excavation | Excavation | Excavation | Excavation | Excavation | Excavation | Excavation | Excavation | Excavation | Excavation | Excavation | Excavation | Excavation | Excavation | Excavation | Excavation | Excavation | Excavation | Excavation | Excavation | Excavation | Excavation | Excavation | Excavation | Excavation | Excavation | Excavation | Excavation | Excavation | Excavation | Excavation | Excavation | Excavation | Excavation | Excavation | Excavation | Excavation | Excavation | Excavation | Excavation | Excavation | Excavation | Excavation | Excavation | Excavation | Excavation | Excavation | Excavation | Excavation | Excavation | Excavation | Excavation | Excavation | Excavation | Excavation | Excavation | Excavation | Excavation | Excavation | Excavation | Excavation | Excavation | Excavation | Excavation | Excavation | Excavation | Excavation | Excavation | Excavation | Excavation | Excavation | Excavation | Excavation | Excavation | Excavation | Excavation | Excavation | Excavation | Excavation | Excavation | Excavation | Excavation | Excavation | Excavation | Excavation | Excavation | Excavation | Excavation | Excavation | Excavation | Excavation | Excavation | Excavation | Excavation | Excavation | Excavation | Excavation | Excavation | Excavation | Excavation | Excavation | Excavation | Excavation | Excavation | Excavation | Excavation | Excavation | Excavation | Excavation | Excavation | Excavation | Excavation | Excavation | Excavation | Excavation | Excavation | Excavation | Excavation | Excavation | Excavation | Excavation | Excavation | Excavation | Excavation | Excavation | Excavation | Excavation | Excavation | Excavation | Excavation | Excavation | Excavation | Excavation | Excavation | Excavation | Excavation | Excavation | Excavation | Excavation | Excavation | Excavation | Excavation | Excavation | Excavation | Excavation | Excavation | Excavation | Excavation | Excavation | Excavation | Excavation | Excavation | Excavation | Excavation | Excavation | Excavation | Excavation | Excavation | Excavation | Excavation | Excavation | Excavation | Excavation | Excavation | Excavation | Excavation | Excavation | Excavation | Excavation | Excavation | Excavation | Excavation | Excavation | Excavation | Excavation | Excavation | Excavation | Excavation | Excavation | Excavation | Excavation | Excavation | Excavation | Excavation | Excavation | Excavation | Excavation | Excavation | Excavation | Excavation | Excavation | Excavation | Excavation | Excavation | Excavation | Excavation | Excavation | Excavation | Excavation | Excavation | Excavation | Excavation | Excavation | Excavation | Excavation | Excavation | Excavation | Excavation | Excavation | Excavation | Excavation | Excavation | Excavation | Excavation | Excavation | Excavation | Excavation | Excavation | Excavation | Excavation | Excavation | Excavation | Excavation | Excavation | Excavation | Excavation | Excavation | Excavation | Excavation | Excavation | Excavation | Excavation | Excavation | Excavation | Excavation | Excavation | Excavation | Excavation | Excavation | Excavation | Excavation | Excavation | Excavation | Excavation | Excavation | Excavation | Excavation | Excavation | Excavation | Excavation | Excavation | Excavation | Excavation | Excavation | Excavation | Excavation | Excavation | Excavation | Excavation | Excavation | Excavation | Excavation | Excavation | Excavation | Excavation | Excavation | Excavation | Excavation | Excavation | Excavation | Excavation | Excavation | Excavation | Excavation | Excavation | Excavation | Excavation | Excavation | Excavation | Excavation | Excavation | Excavation | Excavation | Excavation | Excavation | Excavation | Excavation | Excavation | Excavation | Excavation | Excavation | Excavation | Excavation | Excavation | Excavation | Excavation | Excavation | Excavation | Excavation | Excavation | Excavation | Excavation | Excavation | Excavation | Excavation | Excavation | Excavation | Excavation | Excavation | Excavation | Excavation | Excavation | Excavation | Excavation | Excavation | Excavation | Excavation | Excavation | Excavation | Excavation | Excavation | Excavation | Excavation | Excavation | Excavation | Excavation | Excavation | Excavation | Excavation | Excavation | Excavation | Excavation | Excavation | Excavation | Excavation | Excavation | Excavation | Excavation | Excavation | Excavation | Excavation | Excavation | Excavation | Excavation | Excavation | Excavation | Excavation | Excavation | Excavation | Excavation | Excavation | Excavation | Excavation | Excavation | Excavation | Excavation | Excavation | Excavation | Excavation | Excavation | Excavation | Excavation | Excavation | Excavation | Excavation | Excavation | Excavation | Excavation | Excavation | Excavation | Excavation | Excavation | Excavation | Excavation | Excavation | Excavation | Excavation | Excavation | Excavation | Excavation | Excavation | Excavation | Excavation | Excavation | Excavation | Excavation | Excavation | Excavation | Excavation | Excavation | Excavation | Excavation | Excavation | Excavation | Excavation | Excavation | Excavation | Excavation | Excavation | Excavation | Excavation | Excavation | Excavation | Excavation | Excavation | Excavation | Excavation | Excavation | Excavation | Excavation | Excavation | Excavation | Excavation | Excavation | Excavation | Excavation | Excavation | Excavation | Excavation | Excavation | Excavation | Excavation | Excavation | Excavation | Excavation | Excavation | Excavation | Excavation | Excavation | Excavation | Excavation | Excavation | Excavation | Excavation | Excavation | Excavation | Excavation | Excavation | Excavation | Excavation | Excavation | Excavation | Excavation | Excavation | Excavation | Excavation | Excavation | Excavation | Excavation | Excavation | Excavation | Excavation | Excavation | Excavation | Excavation | Excavation | Excavation | Excavation | Excavation | Excavation | Excavation | Excavation | Excavation | Excavation | Excavation | Excavation | Excavation | Excavation | Excavation | Excavation | Excavation | Excavation | Excavation | Excavation | Excavation | Excavation | Excavation | Excavation | Excavation | Excavation | Excavation | Excavation | Excavation | Excavation | Excavation | Excavation | Excavation | Excavation | Excavation | Excavation | Excavation | Excavation | Excavation | Excavation | Excavation | Excavation | Excavation | Excavation | Excavation | Excavation | Excavation | Excavation | Excavation | Excavation | Excavation | Excavation | Excavation | Excavation | Excavation | Excavation | Excavation | Excavation | Excavation | Excavation | Excavation | Excavation | Excavation | Excavation | Excavation | Excavation | Excavation | Excavation | Excavation | Excavation | Excavation | Excavation | Excavation | Excavation | Excavation | Excavation | Excavation | Excavation | Excavation | Excavation | Excavation | Excavation | Excavation | Excavation | Excavation | Excavation | Excavation | Excavation | Excavation | Excavation | Excavation | Excavation | Excavation | Excavation | Excavation | Excavation | Excavation | Excavation | Excavation | Excavation | Excavation | Excavation | Excavation | Excavation | Excavation | Excavation | Excavation | Excavation | Excavation | Excavation | Excavation | Excavation | Excavation | Excavation | Excavation | Excavation | Excavation | Excavation | Excavation | Excavation | Excavation | Excavation | Excavation | Excavation | Excavation | Excavation | Excavation | Excavation | Excavation | Excavation | Excavation | Excavation | Excavation | Excavation | Excavation | Excavation | Excavation | Excavation | Excavation | Excavation | Excavation | Excavation | Excavation | Excavation | Excavation | Excavation | Excavation | Excavation | Excavation | Excavation | Excavation | Excavation | Excavation | Excavation | Excavation | Excavation | Excavation | Excavation | Excavation | Excavation | Excavation | Excavation | Excavation | Excavation | Excavation | Excavation | Excavation | Excavation | Excavation | Excavation | Excavation | Excavation | Excavation | Excavation | Excavation | Excavation | Excavation | Excavation | Excavation | Excavation | Excavation | Excavation | Excavation | Excavation | Excavation | Excavation | Excavation | Excavation | Excavation | Excavation | Excavation | Excavation | Excavation | Excavation | Excavation | Excavation | Excavation | Excavation | Excavation | Excavation | Excavation | Excavation | Excavation | Excavation | Excavation | Excavation | Excavation | Excavation | Excavation | Excavation | Excavation | Excavation | Excavation | Excavation | Excavation | Excavation | Excavation | Excavation | Excavation | Excavation | Excavation | Excavation | Excavation | Excavation | Excavation | Excavation | Excavation | Excavation | Excavation | Excavation | Excavation | Excavation | Excavation | Excavation | Excavation | Excavation | Excavation | Excavation | Excavation | Excavation | Excavation | Excavation | Excavation | Excavation | Excavation | Excavation | Excavation | Excavation | Excavation | Excavation | Excavation | Excavation | Excavation | Excavation | Excavation | Excavation | Excavation | Excavation | Excavation | Excavation | Excavation | Excavation | Excavation | Excavation | Excavation | Excavation | Excavation | Excavation | Excavation | Excavation | Excavation | Excavation | Excavation | Excavation | Excavation | Excavation | Excavation | Excavation | Excavation | Excavation | Excavation | Excavation | Excavation | Excavation | Excavation | Excavation | Excavation | Excavation | Excavation | Excavation | Excavation | Excavation | Excavation | Excavation | Excavation | Excavation | Excavation | Excavation | Excavation | Excavation | Excavation | Excavation | Excavation | Excavation | Excavation | Excavation | Excavation | Excavation | Excavation | Excavation | Excavation | Excavation | Excavation | Excavation | Excavation | Excavation | Excavation | Excavation | Excavation | Excavation | Excavation | Excavation | Excavation | Excavation | Excavation | Excavation | Excavation | Excavation | Excavation | Excavation | Excavation | Excavation | Excavation | Excavation | Excavation | Excavation | Excavation | Excavation | Excavation | Excavation | Excavation | Excavation | Excavation | Excavation | Excavation | Excavation | Excavation | Excavation | Excavation | Excavation | Excavation | Excavation | Excavation | Excavation | Excavation | Excavation | Excavation | Excavation | Excavation | Excavation | Excavation | Excavation | Excavation | Excavation | Excavation | Excavation | Excavation | Excavation | Excavation | Excavation | Excavation | Excavation | Excavation | Excavation | Excavation | Excavation | Excavation | Excavation | Excavation | Excavation | Excavation | Excavation | Excavation | Excavation | Excavation | Excavation | Excavation | Excavation | Excavation | Excavation | Excavation | Excavation | Excavation | Excavation | Excavation | Excavation | Excavation | Excavation | Excavation | Excavation | Excavation | Excavation | Excavation | Excavation | Excavation | Excavation | Excavation | Excavation | Excavation | Excavation | Excavation | Excavation | Excavation | Excavation | Excavation | Excavation | Excavation | Excavation | Excavation | Excavation | Excavation | Excavation | Excavation | Excavation | Excavation | Excavation | Excavation | Excavation | Excavation | Excavation | Excavation | Excavation | Excavation | Excavation | Excavation | Excavation | Excavation | Excavation | Excavation | Excavation | Excavation | Excavation | Excavation | Excavation | Excavation | Excavation | Excavation | Excavation | Excavation | Excavation | Excavation | Excavation | Excavation | Excavation | Excavation | Excavation | Excavation | Excavation | Excavation | Excavation | Excavation | Excavation | Excavation | Excavation | Excavation | Excavation | Excavation | Excavation | Excavation | Excavation | Excavation | Excavation | Excavation | Excavation | Excavation | Excavation | Excavation | Excavation | Excavation | Excavation | Excavation | Excavation | Excavation | Excavation | Excavation | Excavation | Excavation | Excavation | Excavation | Excavation | Excavation | Excavation | Excavation | Excavation | Excavation | Excavation | Excavation | Excavation | Excavation | Excavation | Excavation | Excavation | Excavation | Excavation | Excavation | Excavation | Excavation | Excavation | Excavation | Excavation | Excavation | Excavation | Excavation | Excavation | Excavation | Excavation | Excavation | Excavation | Excavation | Excavation | Excavation | Excavation | Excavation | Excavation | Excavation | Excavation | Excavation | Excavation | Excavation | Excavation | Excavation | Excavation | Excavation | Excavation | Excavation | Excavation | Excavation | Excavation | Excavation | Excavation | Excavation | Excavation | Excavation | Excavation | Excavation | Excavation | Excavation | Excavation | Excavation | Excavation | Excavation | Excavation | Excavation | Excavation | Excavation | Excavation | Excavation | Excavation | Excavation | Excavation | Excavation | Excavation | Excavation | Excavation | Excavation | Excavation | Excavation | Excavation | Excavation | Excavation | Excavation | Excavation | Excavation | Excavation | Excavation | Excavation | Excavation | Excavation | Excavation | Excavation | Excavation | Excavation | Excavation | Excavation | Excavation | Excavation | Excavation | Excavation | Excavation | Excavation | Excavation | Excavation | Excavation | Excavation | Excavation | Excavation | Excavation | Excavation | Excavation | Excavation | Excavation | Excavation | Excavation | Excavation | Excavation | Excavation | Excavation | Excavation | Excavation | Excavation | Excavation | Excavation | Excavation | Excavation | Excavation | Excavation | Excavation | Excavation | Excavation | Excavation | Excavation | Excavation | Excavation | Excavation | Excavation | Excavation | Excavation | Excavation | Excavation | Excavation | Excavation | Excavation | Excavation | Excavation | Excavation | Excavation | Excavation | Excavation | Excavation | Excavation | Excavation | Excavation | Excavation | Excavation | Excavation | Excavation | Excavation | Excavation | Excavation | Excavation | Excavation | Excavation | Excavation | Excavation | Excavation | Excavation | Excavation | Excavation | Excavation | Excavation | Excavation | Excavation | Excavation | Excavation | Excavation | Excavation | Excavation | Excavation | Excavation | Excavation | Excavation | Excavation | Excavation | Excavation | Excavation | Excavation | Excavation | Excavation | Excavation | Excavation | Excavation | Excavation | Excavation | Excavation | Excavation | Excavation | Excavation | Excavation | Excavation | Excavation | Excavation | Excavation | Excavation | Excavation | Excavation | Excavation | Excavation | Excavation | Excavation | Excavation | Excavation | Excavation | Excavation | Excavation | Excavation | Excavation | Excavation | Excavation | Excavation | Excavation | Excavation | Excavation | Excavation | Excavation | Excavation | Excavation | Excavation | Excavation | Excavation | Excavation | Excavation | Excavation | Excavation | Excavation | Excavation | Excavation | Excavation | Excavation | Excavation | Excavation | Excavation | Excavation | Excavation | Excavation | Excavation | Excavation | Excavation | Excavation | Excavation | Excavation | Excavation | Excavation | Excavation | Excavation | Excavation | Excavation | Excavation | Excavation | Excavation | Excavation | Excavation | Excavation | Excavation | Excavation | Excavation | Excavation | Excavation | Excavation | Excavation | Excavation | Excavation | Excavation | Excavation | Excavation | Excavation | Excavation | Excavation | Excavation | Excavation | Excavation | Excavation | Excavation | Excavation | Excavation | Excavation | Excavation | Excavation | Excavation | Excavation | Excavation | Excavation | Excavation | Excavation | Excavation | Excavation | Excavation | Excavation | Excavation | Excavation | Excavation | Excavation | Excavation | Excavation | Excavation | Excavation | Excavation | Excavation | Excavation | Excavation | Excavation | Excavation | Excavation | Excavation | Excavation | Excavation | Excavation | Excavation | Excavation | Excavation | Excavation | Excavation | Excavation | Excavation | Excavation | Excavation | Excavation | Excavation | Excavation | Excavation | Excavation | Excavation | Excavation | Excavation | Excavation | Excavation | Excavation | Excavation | Excavation | Excavation | Excavation | Excavation | Excavation | Excavation | Excavation | Excavation | Excavation | Excavation | Excavation | Excavation | Excavation | Excavation | Excavation | Excavation | Excavation | Excavation | Excavation | Excavation | Excavation | Excavation | Excavation | Excavation | Excavation | Excavation | Excavation | Excavation | Excavation | Excavation | Excavation | Excavation | Excavation | Excavation | Excavation | Excavation | Excavation | Excavation | Excavation | Excavation | Excavation | Excavation | Excavation | Excavation | Excavation | Excavation | Excavation | Excavation | Excavation | Excavation | Excavation | Excavation | Excavation | Excavation | Excavation | Excavation | Excavation | Excavation | Excavation | Excavation | Excavation | Excavation | Excavation | Excavation | Excavation | Excavation | Excavation | Excavation | Excavation | Excavation | Excavation | Excavation | Excavation | Excavation | Excavation | Excavation | Excavation | Excavation | Excavation | Excavation | Excavation | Excavation | Excavation | Excavation | Excavation | Excavation | Excavation | Excavation | Excavation | Excavation | Excavation | Excavation | Excavation | Excavation | Excavation | Excavation | Excavation | Excavation | Excavation | Excavation | Excavation | Excavation | Excavation | Excavation | Excavation | Excavation | Excavation | Excavation | Excavation | Excavation | Excavation | Excavation | Excavation | Excavation | Excavation | Excavation | Excavation | Excavation | Excavation | Excavation | Excavation | Excavation | Excavation | Excavation | Excavation | Excavation | Excavation | Excavation | Excavation | Excavation | Excavation | Excavation | Excavation | Excavation | Excavation | Excavation | Excavation | Excavation | Excavation | Excavation | Excavation | Excavation | Excavation | Excavation | Excavation | Excavation | Excavation | Excavation | Excavation | Excavation | Excavation | Excavation | Excavation | Excavation | Excavation | Excavation | Excavation | Excavation | Excavation | Excavation | Excavation | Excavation | Excavation | Excavation | Excavation | Excavation | Excavation | Excavation | Excavation | Excavation | Excavation | Excavation | Excavation | Excavation | Excavation | Excavation | Excavation | Excavation | Excavation | Excavation | Excavation | Excavation | Excavation | Excavation | Excavation | Excavation | Excavation | Excavation | Excavation | Excavation | Excavation | Excavation | Excavation | Excavation | Excavation | Excavation | Excavation | Excavation | Excavation | Excavation | Excavation | Excavation | Excavation | Excavation | Excavation | Excavation | Excavation | Excavation | Excavation | Excavation | Excavation | Excavation | Excavation | Excavation | Excavation | Excavation | Excavation | Excavation | Excavation | Excavation | Excavation | Excavation | Excavation | Excavation | Excavation | Excavation | Excavation | Excavation | Excavation | Excavation | Excavation | Excavation | Excavation | Excavation | Excavation | Excavation | Excavation | Excavation | Excavation | Excavation | Excavation | Excavation | Excavation | Excavation | Excavation | Excavation | Excavation | Excavation | Excavation | Excavation | Excavation | Excavation | Excavation | Excavation | Excavation | Excavation | Excavation | Excavation | Excavation | Excavation | Excavation | Excavation | Excavation | Excavation | Excavation | Excavation | Excavation | Excavation | Excavation | Excavation | Excavation | Excavation | Excavation | Excavation | Excavation | Excavation | Excavation | Excavation | Excavation | Excavation | Excavation | Excavation | Excavation | Excavation | Excavation | Excavation | Excavation | Excavation | Excavation | Excavation | Excavation | Excavation | Excavation | Excavation | Excavation | Excavation | Excavation | Excavation | Excavation | Excavation | Excavation | Excavation | Excavation | Excavation | Excavation | Excavation | Excavation | Excavation | Excavation | Excavation | Excavation | Excavation | Excavation | Excavation | Excavation | Excavation | Excavation | Excavation | Excavation | Excavation | Excavation | Excavation | Excavation | Excavation | Excavation | Excavation | Excavation | Excavation | Excavation | Excavation | Excavation | Excavation | Excavation | Excavation | Excavation | Excavation | Excavation | Excavation | Excavation | Excavation | Excavation | Excavation | Excavation | Excavation | Excavation | Excavation | Excavation | Excavation | Excavation | Excavation | Excavation | Excavation | Excavation | Excavation | Excavation | Excavation | Excavation | Excavation | Excavation | Excavation | Excavation | Excavation | Excavation | Excavation | Excavation | Excavation | Excavation | Excavation | Excavation | Excavation | Excavation | Excavation | Excavation | Excavation | Excavation | Excavation | Excavation | Excavation | Excavation | Excavation | Excavation | Excavation | Excavation | Excavation | Excavation | Excavation | Excavation | Excavation | Excavation | Excavation | Excavation | Excavation | Excavation | Excavation | Excavation | Excavation | Excavation | Excavation | Excavation | Excavation | Excavation | Excavation | Excavation | Excavation | Excavation | Excavation | Excavation | Excavation | Excavation | Excavation | Excavation | Excavation | Excavation | Excavation | Excavation | Excavation | Excavation | Excavation | Excavation | Excavation | Excavation | Excavation | Excavation | Excavation | Excavation | Excavation | Excavation | Excavation | Excavation | Excavation | Excavation | Excavation | Excavation | Excavation | Excavation | Excavation | Excavation | Excavation | Excavation | Excavation | Excavation | Excavation | Excavation | Excavation | Excavation | Excavation | Excavation | Excavation | Excavation | Excavation | Excavation | Excavation | Excavation | Excavation | Excavation | Excavation | Excavation | Excavation | Excavation | Excavation | Excavation | Excavation | Excavation | Excavation | Excavation | Excavation | Excavation | Excavation | Excavation | Excavation | Excavation | Excavation | Excavation | Excavation | Excavation | Excavation | Excavation | Excavation | Excavation | Excavation | Excavation | Excavation | Excavation | Excavation | Excavation | Excavation | Excavation | Excavation | Excavation | Excavation | Excavation | Excavation | Excavation | Excavation | Excavation | Excavation | Excavation | Excavation | Excavation | Excavation | Excavation | Excavation | Excavation | Excavation | Excavation | Excavation | Excavation | Excavation | Excavation | Excavation | Excavation | Excavation | Excavation | Excavation | Excavation | Excavation | Excavation | Excavation | Excavation | Excavation | Excavation | Excavation | Excavation | Excavation | Excavation | Excavation | Excavation | Excavation | Excavation | Excavation | Excavation | Excavation | Excavation | Excavation | Excavation | Excavation | Excavation | Excavation | Excavation | Excavation | Excavation | Excavation | Excavation | Excavation | Excavation | Excavation | Excavation | Excavation | Excavation | Excavation | Excavation | Excavation | Excavation | Excavation | Excavation | Excavation | Excavation | Excavation | Excavation | Excavation | Excavation | Excavation | Excavation | Excavation | Excavation | Excavation | Excavation | Excavation | Excavation | Excavation | Excavation | Excavation | Excavation | Excavation | Excavation | Excavation | Excavation | Excavation | Excavation | Excavation | Excavation | Excavation | Excavation | Excavation | Excavation | Excavation | Excavation | Excavation | Excavation | Excavation | Excavation | Excavation | Excavation | Excavation | Excavation | Excavation | Excavation | Excavation | Excavation | Excavation | Excavation | Excavation | Excavation | Excavation | Excavation | Excavation | Excavation | Excavation | Excavation | Excavation | Excavation | Excavation | Excavation | Excavation | Excavation | Excavation | Excavation | Excavation | Excavation | Excavation | Excavation | Excavation | Excavation | Excavation | Excavation | Excavation | Excavation | Excavation | Excavation | Excavation | Excavation | Excavation | Excavation | Excavation | Excavation | Excavation | Excavation | Excavation | Excavation | Excavation | Excavation | Excavation | Excavation | Excavation | Excavation | Excavation | Excavation | Excavation | Excavation | Excavation | Excavation | Excavation | Excavation | Excavation | Excavation | Excavation | Excavation | Excavation | Excavation | Excavation | Excavation | Excavation | Excavation | Excavation | Excavation | Excavation | Excavation | Excavation | Excavation | Excavation | Excavation | Excavation | Excavation | Excavation | Excavation | Excavation | Excavation | Excavation | Excavation | Excavation | Excavation | Excavation | Excavation | Excavation | Excavation | Excavation | Excavation | Excavation | Excavation | Excavation | Excavation | Excavation | Excavation | Excavation | Excavation | Excavation | Excavation | Excavation | Excavation | Excavation | Excavation | Excavation | Excavation | Excavation | Excavation | Excavation | Excavation | Excavation | Excavation | Excavation | Excavation | Excavation | Excavation | Excavation | Excavation | Excavation | Excavation | Excavation | Excavation | Excavation | Excavation | Excavation | Excavation | Excavation | Excavation | Excavation | Excavation | Excavation | Excavation | Excavation | Excavation | Excavation | Excavation | Excavation | Excavation | Excavation | Excavation | Excavation | Excavation | Excavation | Excavation | Excavation | Excavation | Excavation | Excavation | Excavation | Excavation | Excavation | Excavation | Excavation | Excavation | Excavation | Excavation | Excavation | Excavation | Excavation | Excavation | Excavation | Excavation | Excavation | Excavation | Excavation | Excavation | Excavation | Excavation | Excavation | Excavation | Excavation | Excavation | Excavation | Excavation | Excavation | Excavation | Excavation | Excavation | Excavation | Excavation | Excavation | Excavation | Excavation | Excavation | Excavation | Excavation | Excavation | Excavation | Excavation | Excavation | Excavation | Excavation | Excavation | Excavation | Excavation | Excavation | Excavation | Excavation | Excavation | Excavation | Excavation | Excavation | Excavation | Excavation | Excavation | Excavation | Excavation | Excavation | Excavation | Excavation | Excavation | Excavation | Excavation | Excavation | Excavation | Excavation | Excavation | Excavation | Excavation | Excavation | Excavation | Excavation | Excavation | Excavation | Excavation | Excavation | Excavation | Excavation | Excavation | Excavation | Excavation | Excavation | Excavation | Excavation | Excavation | Excavation | Excavation | Excavation | Excavation | Excavation | Excavation | Excavation | Excavation | Excavation | Excavation | Excavation | Excavation | Excavation | Excavation | Excavation | Excavation | Excavation | Excavation | Excavation | Excavation | Excavation | Excavation | Excavation | Excavation | Excavation | Excavation | Excavation | Excavation | Excavation | Excavation | Excavation | Excavation | Excavation | Excavation | Excavation | Excavation | Excavation | Excavation | Excavation | Excavation | Excavation | Excavation | Excavation | Excavation | Excavation | Excavation | Excavation | Excavation | Excavation | Excavation | Excavation | Excavation | Excavation | Excavation | Excavation | Excavation | Excavation | Excavation | Excavation | Excavation | Excavation | Excavation | Excavation | Excavation | Excavation | Excavation | Excavation | Excavation | Excavation | Excavation | Excavation | Excavation | Excavation | Excavation | Excavation | Excavation | Excavation | Excavation | Excavation | Excavation | Excavation | Excavation | Excavation | Excavation | Excavation | Excavation | Excavation | Excavation | Excavation | Excavation | Excavation | Excavation | Excavation | Excavation | Excavation | Excavation | Excavation | Excavation | Excavation | Excavation | Excavation | Excavation | Excavation | Excavation | Excavation | Excavation | Excavation | Excavation | Excavation | Excavation | Excavation | Excavation | Excavation | Excavation | Excavation | Excavation | Excavation | Excavation | Excavation | Excavation | Excavation | Excavation | Excavation | Excavation | Excavation | Excavation | Excavation | Excavation | Excavation | Excavation | Excavation | Excavation | Excavation | Excavation | Excavation | Excavation | Excavation | Excavation | Excavation | Excavation | Excavation | Excavation | Excavation | Excavation | Excavation | Excavation | Excavation | Excavation | Excavation | Excavation | Excavation | Excavation | Excavation | Excavation | Excavation | Excavation | Excavation | Excavation | Excavation | Excavation | Excavation | Excavation | Excavation | Excavation | Excavation | Excavation | Excavation | Excavation | Excavation | Excavation | Excavation | Excavation | Excavation | Excavation | Excavation | Excavation | Excavation | Excavation | Excavation | Excavation | Excavation | Excavation | Excavation | Excavation | Excavation | Excavation | Excavation | Excavation | Excavation | Excavation | Excavation | Excavation | Excavation | Excavation | Excavation | Excavation | Excavation | Excavation | Excavation | Excavation | Excavation | Excavation | Excavation | Excavation | Excavation | Excavation | Excavation | Excavation | Excavation | Excavation | Excavation | Excavation | Excavation | Excavation | Excavation | Excavation | Excavation | Excavation | Excavation | Excavation | Excavation | Excavation | Excavation | Excavation | Excavation | Excavation | Excavation | Excavation | Excavation | Excavation | Excavation | Excavation | Excavation | Excavation | Excavation | Excavation | Excavation | Excavation | Excavation | Excavation | Excavation | Excavation | Excavation | Excavation | Excavation | Excavation | Excavation | Excavation | Excavation | Excavation | Excavation | Excavation | Excavation | Excavation | Excavation | Excavation | Excavation | Excavation | Excavation | Excavation | Excavation | Excavation | Excavation | Excavation | Excavation | Excavation | Excavation | Excavation | Excavation | Excavation | Excavation | Excavation | Excavation | Excavation | Excavation | Excavation | Excavation | Excavation | Excavation | Excavation | Excavation | Excavation | Excavation | Excavation | Excavation | Excavation | Excavation | Excavation | Excavation | Excavation | Excavation | Excavation | Excavation | Excavation | Excavation | Excavation | Excavation | Excavation | Excavation | Excavation | Excavation | Excavation | Excavation | Excavation | Excavation | Excavation | Excavation | Excavation | Excavation | Excavation | Excavation | Excavation | Excavation | Excavation | Excavation | Excavation | Excavation | Excavation | Excavation | Excavation | Excavation | Excavation | Excavation | Excavation | Excavation | Excavation | Excavation | Excavation | Excavation | Excavation | Excavation | Excavation | Excavation | Excavation | Excavation | Excavation | Excavation | Excavation | Excavation | Excavation | Excavation | Excavation | Excavation | Excavation | Excavation | Excavation | Excavation | Excavation | Excavation | Excavation | Excavation | Excavation | Excavation | Excavation | Excavation | Excavation | Excavation | Excavation | Excavation | Excavation | Excavation | Excavation | Excavation | Excavation | Excavation | Excavation | Excavation | Excavation | Excavation | Excavation | Excavation | Excavation | Excavation | Excavation | Excavation | Excavation | Excavation | Excavation | Excavation | Excavation | Excavation | Excavation | Excavation | Excavation | Excavation | Excavation | Excavation | Excavation | Excavation | Excavation | Excavation | Excavation | Excavation | Excavation | Excavation | Excavation | Excavation | Excavation | Excavation | Excavation | Excavation | Excavation | Excavation | Excavation | Excavation | Excavation | Excavation | Excavation | Excavation | Excavation | Excavation | Excavation | Excavation | Excavation | Excavation | Excavation | Excavation | Excavation | Excavation | Excavation | Excavation | Excavation | Excavation | Excavation | Excavation | Excavation | Excavation | Excavation | Excavation | Excavation | Excavation | Excavation | Excavation | Excavation | Excavation | Excavation | Excavation | Excavation | Excavation | Excavation | Excavation | Excavation | Excavation | Excavation | Excavation | Excavation | Excavation | Excavation | Excavation | Excavation | Excavation | Excavation | Excavation | Excavation | Excavation | Excavation | Excavation | Excavation | Excavation | Excavation | Excavation | Excavation | Excavation | Excavation | Excavation | Excavation | Excavation | Excavation | Excavation | Excavation | Excavation | Excavation | Excavation | Excavation | Excavation | Excavation | Excavation | Excavation | Excavation | Excavation | Excavation | Excavation | Excavation | Excavation | Excavation | Excavation | Excavation | Excavation | Excavation | Excavation | Excavation | Excavation | Excavation | Excavation | Excavation | Excavation | Excavation | Excavation | Excavation | Excavation | Excavation | Excavation | Excavation | Excavation | Excavation | Excavation | Excavation | Excavation | Excavation | Excavation | Excavation | Excavation | Excavation | Excavation | Excavation | Excavation | Excavation | Excavation | Excavation | Excavation | Excavation | Excavation | Excavation | Excavation | Excavation | Excavation | Excavation | Excavation | Excavation | Excavation | Excavation | Excavation | Excavation | Excavation | Excavation | Excavation | Excavation | Excavation | Excavation | Excavation | Excavation | Excavation | Excavation | Excavation | Excavation | Excavation | Excavation | Excavation | Excavation | Excavation | Excavation | Excavation | Excavation | Excavation | Excavation | Excavation | Excavation | Excavation | Excavation | Excavation | Excavation | Excavation | Excavation | Excavation | Excavation | Excavation | Excavation | Excavation | Excavation | Excavation | Excavation | Excavation | Excavation | Excavation | Excavation | Excavation | Excavation | Excavation | Excavation | Excavation | Excavation | Excavation | Excavation | Excavation | Excavation | Excavation | Excavation | Excavation | Excavation | Excavation | Excavation | Excavation | Excavation | Excavation | Excavation | Excavation | Excavation | Excavation | Excavation | Excavation | Excavation | Excavation | Excavation | Excavation | Excavation | Excavation | Excavation | Excavation | Excavation | Excavation | Excavation | Excavation | Excavation | Excavation | Excavation | Excavation | Excavation | Excavation | Excavation | Excavation | Excavation | Excavation | Excavation | Excavation | Excavation | Excavation | Excavation | Excavation | Excavation | Excavation | Excavation | Excavation | Excavation | Excavation | Excavation | Excavation | Excavation | Excavation | Excavation | Excavation | Excavation | Excavation | Excavation | Excavation | Excavation | Excavation | Excavation | Excavation | Excavation | Excavation | Excavation | Excavation | Excavation | Excavation | Excavation | Excavation | Excavation | Excavation | Excavation | Excavation | Excavation | Excavation | Excavation | Excavation | Excavation | Excavation | Excavation | Excavation | Excavation | Excavation | Excavation | Excavation | Excavation | Excavation | Excavation | Excavation | Excavation | Excavation | Excavation | Excavation | Excavation | Excavation | Excavation | Excavation | Excavation | Excavation | Excavation | Excavation | Excavation | Excavation | Excavation | Excavation | Excavation | Excavation | Excavation | Excavation | Excavation | Excavation | Excavation | Excavation | Excavation | Excavation | Excavation | Excavation | Excavation | Excavation | Excavation | Excavation | Excavation | Excavation | Excavation | Excavation | Excavation | Excavation | Excavation | Excavation | Excavation | Excavation | Excavation | Excavation | Excavation | Excavation | Excavation | Excavation | Excavation | Excavation | Excavation | Excavation | Excavation | Excavation | Excavation | Excavation | Excavation | Excavation | Excavation | Excavation | Excavation | Excavation | Excavation | Excavation | Excavation | Excavation | Excavation | Excavation | Excavation | Excavation | Excavation | Excavation | Excavation | Excavation | Excavation | Excavation | Excavation | Excavation | Excavation | Excavation | Excavation | Excavation | Excavation | Excavation | Excavation | Excavation | Excavation | Excavation | Excavation | Excavation | Excavation | Excavation | Excavation | Excavation | Excavation | Excavation | Excavation | Excavation | Excavation | Excavation | Excavation | Excavation | Excavation | Excavation | Excavation | Excavation | Excavation | Excavation | Excavation | Excavation | Excavation | Excavation | Excavation | Excavation | Excavation | Excavation | Excavation | Excavation | Excavation | Excavation | Excavation | Excavation | Excavation | Excavation | Excavation | Excavation | Excavation | Excavation | Excavation | Excavation | Excavation | Excavation | Excavation | Excavation | Excavation | Excavation | Excavation | Excavation | Excavation | Excavation | Excavation | Excavation | Excavation | Excavation | Excavation | Excavation | Excavation | Excavation | Excavation | Excavation | Excavation | Excavation | Excavation | Excavation | Excavation | Excavation | Excavation | Excavation | Excavation | Excavation | Excavation | Excavation | Excavation | Excavation | Excavation | Excavation | Excavation | Excavation | Excavation | Excavation | Excavation | Excavation | Excavation | Excavation | Excavation | Excavation | Excavation | Excavation | Excavation | Excavation | Excavation | Excavation | Excavation | Excavation | Excavation | Excavation | Excavation | Excavation | Excavation | Excavation | Excavation | Excavation | Excavation | Excavation | Excavation | Excavation | Excavation | Excavation | Excavation | Excavation | Excavation | Excavation | Excavation | Excavation | Excavation | Excavation | Excavation | Excavation | Excavation | Excavation | Excavation | Excavation | Excavation | Excavation | Excavation | Excavation | Excavation | Excavation | Excavation | Excavation | Excavation | Excavation | Excavation | Excavation | Excavation | Excavation | Excavation | Excavation | Excavation | Excavation | Excavation | Excavation | Excavation | Excavation | Excavation | Excavation | Excavation | Excavation | Excavation | Excavation | Excavation | Excavation | Excavation | Excavation | Excavation | Excavation | Excavation | Excavation | Excavation | Excavation | Excavation | Excavation | Excavation | Excavation | Excavation | Excavation | Excavation | Excavation | Excavation | Excavation | Excavation | Excavation | Excavation | Excavation | Excavation | Excavation | Excavation | Excavation | Excavation | Excavation | Excavation | Excavation | Excavation | Excavation | Excavation | Excavation | Excavation | Excavation | Excavation | Excavation | Excavation | Excavation | Excavation | Excavation | Excavation | Excavation | Excavation | Excavation | Excavation | Excavation | Excavation | Excavation | Excavation | Excavation | Excavation | Excavation | Excavation | Excavation | Excavation | Excavation | Excavation | Excavation | Excavation | Excavation | Excavation | Excavation | Excavation | Excavation | Excavation | Excavation | Excavation | Excavation | Excavation | Excavation | Excavation | Excavation | Excavation | Excavation | Excavation | Excavation | Excavation | Excavation | Excavation | Excavation | Excavation | Excavation | Excavation | Excavation | Excavation | Excavation | Excavation | Excavation | Excavation | Excavation | Excavation | Excavation | Excavation | Excavation | Excavation | Excavation | Excavation | Excavation | Excavation | Excavation | Excavation | Excavation | Excavation | Excavation | Excavation | Excavation | Excavation | Excavation | Excavation | Excavation | Excavation | Excavation | Excavation | Excavation | Excavation | Excavation | Excavation | Excavation | Excavation | Excavation | Excavation | Excavation | Excavation | Excavation | Excavation | Excavation | Excavation | Excavation | Excavation | Excavation | Excavation | Excavation | Excavation | Excavation | Excavation | Excavation | Excavation | Excavation | Excavation | Excavation | Excavation | Excavation | Excavation | Excavation | Excavation | Excavation | Excavation | Excavation | Excavation | Excavation | Excavation | Excavation | Excavation | Excavation | Excavation | Excavation | Excavation | Excavation | Excavation | Excavation | Excavation | Excavation | Excavation | Excavation | Excavation | Excavation | Excavation | Excavation | Excavation | Excavation | Excavation | Excavation | Excavation | Excavation | Excavation | Excavation | Excavation | Excavation | Excavation | Excavation | Excavation | Excavation | Excavation | Excavation | Excavation | Excavation | Excavation | Excavation | Excavation | Excavation | Excavation | Excavation | Excavation | Excavation | Excavation | Excavation | Excavation | Excavation | Excavation | Excavation | Excavation | Excavation | Excavation | Excavation | Excavation | Excavation | Excavation | Excavation | Excavation | Excavation | Excavation | Excavation | Excavation | Excavation | Excavation | Excavation | Excavation | Excavation | Excavation | Excavation | Excavation | Excavation | Excavation | Excavation | Excavation | Excavation | Excavation | Excavation | Excavation | Excavation | Excavation | Excavation | Excavation | Excavation | Excavation | Excavation | Excavation | Excavation | Excavation | Excavation | Excavation | Excavation | Excavation | Excavation | Excavation | Excavation | Excavation | Excavation | Excavation | Excavation | Excavation | Excavation | Excavation | Excavation | Excavation | Excavation | Excavation | Excavation | Excavation | Excavation | Excavation | Excavation | Excavation | Excavation | Excavation | Excavation | Excavation | Excavation | Excavation | Excavation | Excavation | Excavation | Excavation | Excavation | Excavation | Excavation | Excavation | Excavation | Excavation | Excavation | Excavation | Excavation | Excavation | Excavation | Excavation | Excavation | Excavation | Excavation | Excavation | Excavation | Excavation | Excavation | Excavation | Excavation | Excavation | Excavation | Excavation | Excavation | Excavation | Excavation | Excavation | Excavation | Excavation | Excavation | Excavation | Excavation | Excavation | Excavation | Excavation | Excavation | Excavation | Excavation | Excavation | Excavation | Excavation | Excavation | Excavation | Excavation | Excavation | Excavation | Excavation | Excavation | Excavation | Excavation | Excavation | Excavation | Excavation | Excavation | Excavation | Excavation | Excavation | Excavation | Excavation | Excavation | Excavation | Excavation | Excavation | Excavation | Excavation | Excavation | Excavation | Excavation | Excavation | Excavation | Excavation | Excavation | Excavation | Excavation | Excavation | Excavation | Excavation | Excavation | Excavation | Excavation | Excavation | Excavation | Excavation | Excavation | Excavation | Excavation | Excavation | Excavation | Excavation | Excavation | Excavation | Excavation | Excavation | Excavation | Excavation | Excavation | Excavation | Excavation | Excavation | Excavation | Excavation | Excavation | Excavation | Excavation | Excavation | Excavation | Excavation | Excavation | Excavation | Excavation | Excavation | Excavation | Excavation | Excavation | Excavation | Excavation | Excavation | Excavation | Excavation | Excavation | Excavation | Excavation | Excavation | Excavation | Excavation | Excavation | Excavation | Excavation | Excavation | Excavation | Excavation | Excavation | Excavation | Excavation | Excavation | Excavation | Excavation | Excavation | Excavation | Excavation | Excavation | Excavation | Excavation | Excavation | Excavation | Excavation | Excavation | Excavation | Excavation | Excavation | Excavation | Excavation | Excavation | Excavation | Excavation | Excavation | Excavation | Excavation | Excavation | Excavation | Excavation | Excavation | Excavation | Excavation | Excavation | Excavation | Excavation | Excavation | Excavation | Excavation | Excavation | Excavation | Excavation | Excavation | Excavation | Excavation | Excavation | Excavation | Excavation | Excavation | Excavation | Excavation | Excavation | Excavation | Excavation | Excavation | Excavation | Excavation | Excavation | Excavation | Excavation | Excavation | Excavation | Excavation | Excavation | Excavation | Excavation | Excavation | Excavation | Excavation | Excavation | Excavation | Excavation | Excavation | Excavation | Excavation | Excavation | Excavation | Excavation | Excavation | Excavation | Excavation | Excavation | Excavation | Excavation | Excavation | Excavation | Excavation | Excavation | Excavation | Excavation | Excavation | Excavation | Excavation | Excavation | Excavation | Excavation | Excavation | Excavation | Excavation | Excavation | Excavation | Excavation | Excavation | Excavation | Excavation | Excavation | Excavation | Excavation | Excavation | Excavation | Excavation | Excavation | Excavation | Excavation | Excavation | Excavation | Excavation | Excavation | Excavation | Excavation | Excavation | Excavation | Excavation | Excavation | Excavation | Excavation | Excavation | Excavation | Excavation | Excavation | Excavation | Excavation | Excavation | Excavation | Excavation | Excavation | Excavation | Excavation | Excavation | Excavation | Excavation | Excavation | Excavation | Excavation | Excavation | Excavation | Excavation | Excavation | Excavation | Excavation | Excavation | Excavation | Excavation | Excavation | Excavation | Excavation | Excavation | Excavation | Excavation | Excavation | Excavation | Excavation | Excavation | Excavation | Excavation | Excavation | Excavation | Excavation | Excavation | Excavation | Excavation | Excavation | Excavation | Excavation | Excavation | Excavation | Excavation | Excavation | Excavation | Excavation | Excavation | Excavation | Excavation | Excavation | Excavation | Excavation | Excavation | Excavation | Excavation | Excavation | Excavation | Excavation | Excavation | Excavation | Excavation | Excavation | Excavation | Excavation | Excavation | Excavation | Excavation | Excavation | Excavation | Excavation | Excavation | Excavation | Excavation | Excavation | Excavation | Excavation | Excavation | Excavation | Excavation | Excavation | Excavation | Excavation | Excavation | Excavation | Excavation | Excavation | Excavation | Excavation | Excavation | Excavation | Excavation | Excavation | Excavation | Excavation | Excavation | Excavation | Excavation | Excavation | Excavation | Excavation | Excavation | Excavation | Excavation | Excavation | Excavation | Excavation | Excavation | Excavation | Excavation | Excavation | Excavation | Excavation | Excavation | Excavation | Excavation | Excavation | Excavation | Excavation | Excavation | Excavation | Excavation | Excavation | Excavation | Excavation | Excavation | Excavation | Excavation | Excavation | Excavation | Excavation | Excavation | Excavation | Excavation | Excavation | Excavation | Excavation | Excavation | Excavation | Excavation | Excavation | Excavation | Excavation | Excavation | Excavation | Excavation | Excavation | Excavation | Excavation | Excavation | Excavation | Excavation | Excavation | Excavation | Excavation | Excavation | Excavation | Excavation | Excavation | Excavation | Excavation | Excavation | Excavation | Excavation | Excavation | Excavation | Excavation | Excavation | Excavation | Excavation | Excavation | Excavation | Excavation | Excavation | Excavation | Excavation | Excavation | Excavation | Excavation | Excavation | Excavation | Excavation | Excavation | Excavation | Excavation | Excavation | Excavation | Excavation | Excavation | Excavation | Excavation | Excavation | Excavation | Excavation | Excavation | Excavation | Excavation | Excavation | Excavation | Excavation | Excavation | Excavation | Excavation | Excavation | Excavation | Excavation | Excavation | Excavation | Excavation | Excavation | Excavation | Excavation | Excavation | Excavation | Excavation | Excavation | Excavation | Excavation | Excavation | Excavation | Excavation | Excavation | Excavation | Excavation | Excavation | Excavation | Excavation | Excavation | Excavation | Excavation | Excavation | Excavation | Excavation | Excavation | Excavation | Excavation | Excavation | Excavation | Excavation | Excavation | Excavation | Excavation | Excavation | Excavation | Excavation | Excavation | Excavation | Excavation | Excavation | Excavation | Excavation | Excavation | Excavation | Excavation | Excavation | Excavation | Excavation | Excavation | Excavation | Excavation | Excavation | Excavation | Excavation | Excavation | Excavation | Excavation | Excavation | Excavation | Excavation | Excavation | Excavation | Excavation | Excavation | Excavation | Excavation | Excavation | Excavation | Excavation | Excavation | Excavation | Excavation | Excavation | Excavation | Excavation | Excavation | Excavation | Excavation | Excavation | Excavation | Excavation | Excavation | Excavation | Excavation | Excavation | Excavation | Excavation | Excavation | Excavation | Excavation | Excavation | Excavation | Excavation | Excavation | Excavation | Excavation | Excavation | Excavation | Excavation | Excavation | Excavation | Excavation | Excavation | Excavation | Excavation | Excavation | Excavation | Excavation | Excavation | Excavation | Excavation | Excavation | Excavation | Excavation | Excavation | Excavation | Excavation | Excavation | Excavation | Excavation | Excavation | Excavation | Excavation | Excavation | Excavation | Excavation | Excavation | Excavation | Excavation | Excavation | Excavation | Excavation | Excavation | Excavation | Excavation | Excavation | Excavation | Excavation | Excavation | Excavation | Excavation | Excavation | Excavation | Excavation | Excavation | Excavation | Excavation | Excavation | Excavation | Excavation | Excavation | Excavation | Excavation | Excavation | Excavation | Excavation | Excavation | Excavation | Excavation | Excavation | Excavation | Excavation | Excavation | Excavation | Excavation | Excavation | Excavation | Excavation | Excavation | Excavation | Excavation | Excavation | Excavation | Excavation | Excavation | Excavation | Excavation | Excavation | Excavation | Excavation | Excavation | Excavation | Excavation | Excavation | Excavation | Excavation | Excavation | Excavation | Excavation | Excavation | Excavation | Excavation | Excavation | Excavation | Excavation | Excavation | Excavation | Excavation | Excavation | Excavation | Excavation | Excavation | Excavation | Excavation | Excavation | Excavation | Excavation | Excavation | Excavation | Excavation | Excavation | Excavation | Excavation | Excavation | Excavation | Excavation | Excavation | Excavation | Excavation | Excavation | Excavation | Excavation | Excavation | Excavation | Excavation | Excavation | Excavation | Excavation | Excavation | Excavation | Excavation | Excavation | Excavation | Excavation | Excavation | Excavation | Excavation | Excavation | Excavation | Excavation | Excavation | Excavation | Excavation | Excavation | Excavation | Excavation | Excavation | Excavation | Excavation | Excavation | Excavation | Excavation | Excavation | Excavation | Excavation | Excavation | Excavation | Excavation | Excavation | Excavation | Excavation | Excavation | Excavation | Excavation | Excavation | Excavation | Excavation | Excavation | Excavation | Excavation | Excavation | Excavation | Excavation | Excavation | Excavation | Excavation | Excavation | Excavation | Excavation | Excavation | Excavation | Excavation | Excavation | Excavation | Excavation | Excavation | Excavation | Excavation | Excavation | Excavation | Excavation | Excavation | Excavation | Excavation | Excavation | Excavation | Excavation | Excavation | Excavation | Excavation | Excavation | Excavation | Excavation | Excavation | Excavation | Excavation | Excavation | Excavation | Excavation | Excavation | Excavation | Excavation | Excavation | Excavation | Excavation | Excavation | Excavation | Excavation | Excavation | Excavation | Excavation | Excavation | Excavation | Excavation | Excavation | Excavation | Excavation | Excavation | Excavation | Excavation | Excavation | Excavation | Excavation | Excavation | Excavation | Excavation | Excavation | Excavation | Excavation | Excavation | Excavation | Excavation | Excavation | Excavation | Excavation | Excavation | Excavation | Excavation | Excavation | Excavation | Excavation | Excavation | Excavation | Excavation | Excavation | Excavation | Excavation | Excavation | Excavation | Excavation | Excavation | Excavation | Excavation | Excavation | Excavation | Excavation | Excavation | Excavation | Excavation | Excavation | Excavation | Excavation | Excavation | Excavation | Excavation | Excavation | Excavation | Excavation | Excavation | Excavation | Excavation | Excavation | Excavation | Excavation | Excavation | Excavation | Excavation | Excavation | Excavation | Excavation | Excavation | Excavation | Excavation | Excavation | Excavation | Excavation | Excavation | Excavation | Excavation | Excavation | Excavation | Excavation | Excavation | Excavation | Excavation | Excavation | Excavation | Excavation | Excavation | Excavation | Excavation | Excavation | Excavation | Excavation | Excavation | Excavation | Excavation | Excavation | Excavation | Excavation | Excavation | Excavation | Excavation | Excavation | Excavation | Excavation | Excavation | Excavation | Excavation | Excavation | Excavation | Excavation | Excavation | Excavation | Excavation | Excavation | Excavation | Excavation | Excavation | Excavation | Excavation | Excavation | Excavation | Excavation | Excavation | Excavation | Excavation | Excavation | Excavation | Excavation | Excavation | Excavation | Excavation | Excavation | Excavation | Excavation | Excavation | Excavation | Excavation | Excavation | Excavation | Excavation | Excavation | Excavation | Excavation | Excavation | Excavation | Excavation | Excavation | Excavation | Excavation | Excavation | Excavation | Excavation | Excavation | Excavation | Excavation | Excavation | Excavation | Excavation | Excavation | Excavation | Excavation | Excavation | Excavation | Excavation | Excavation | Excavation | Excavation | Excavation | Excavation | Excavation | Excavation | Excavation | Excavation | Excavation | Excavation | Excavation | Excavation | Excavation | Excavation | Excavation | Excavation | Excavation | Excavation | Excavation | Excavation | Excavation | Excavation | Excavation | Excavation | Excavation | Excavation | Excavation | Excavation | Excavation | Excavation | Excavation | Excavation | Excavation | Excavation | Excavation | Excavation | Excavation | Excavation | Excavation | Excavation | Excavation | Excavation | Excavation | Excavation | Excavation | Excavation | Excavation | Excavation | Excavation | Excavation | Excavation | Excavation | Excavation | Excavation | Excavation | Excavation | Excavation | Excavation | Excavation | Excavation | Excavation | Excavation | Excavation | Excavation | Excavation | Excavation | Excavation | Excavation | Excavation | Excavation | Excavation | Excavation | Excavation | Excavation | Excavation | Excavation | Excavation | Excavation | Excavation | Excavation | Excavation | Excavation | Excavation | Excavation | Excavation | Excavation | Excavation | Excavation | Excavation | Excavation | Excavation | Excavation | Excavation | Excavation | Excavation | Excavation | Excavation | Excavation | Excavation | Excavation | Excavation | Excavation | Excavation | Excavation | Excavation | Excavation | Excavation | Excavation | Excavation | Excavation | Excavation | Excavation | Excavation | Excavation | Excavation | Excavation | Excavation | Excavation | Excavation | Excavation | Excavation | Excavation | Excavation | Excavation | Excavation | Excavation | Excavation | Excavation | Excavation | Excavation | Excavation | Excavation | Excavation | Excavation | Excavation | Excavation | Excavation | Excavation | Excavation | Excavation | Excavation | Excavation | Excavation | Excavation | Excavation | Excavation | Excavation | Excavation | Excavation | Excavation | Excavation | Excavation | Excavation | Excavation | Excavation | Excavation | Excavation | Excavation | Excavation | Excavation | Excavation | Excavation | Excavation | Excavation | Excavation | Excavation | Excavation | Excavation | Excavation | Excavation | Excavation | Excavation | Excavation | Excavation | Excavation | Excavation | Excavation | Excavation | Excavation | Excavation | Excavation | Excavation | Excavation | Excavation | Excavation | Excavation | Excavation | Excavation | Excavation | Excavation | Excavation | Excavation | Excavation | Excavation | Excavation | Excavation | Excavation | Excavation | Excavation | Excavation | Excavation | Excavation | Excavation | Excavation | Excavation | Excavation | Excavation | Excavation | Excavation | Excavation | Excavation | Excavation | Excavation | Excavation | Excavation | Excavation | Excavation | Excavation | Excavation | Excavation | Excavation | Excavation | Excavation | Excavation | Excavation | Excavation | Excavation | Excavation | Excavation | Excavation | Excavation | Excavation | Excavation | Excavation | Excavation | Excavation | Excavation | Excavation | Excavation | Excavation | Excavation | Excavation | Excavation | Excavation | Excavation | Excavation | Excavation | Excavation | Excavation | Excavation | Excavation | Excavation | Excavation | Excavation | Excavation | Excavation | Excavation | Excavation | Excavation | Excavation | Excavation | Excavation | Excavation | Excavation | Excavation | Excavation | Excavation | Excavation | Excavation | Excavation | Excavation | Excavation | Excavation | Excavation | Excavation | Excavation | Excavation | Excavation | Excavation | Excavation | Excavation | Excavation | Excavation | Excavation | Excavation | Excavation | Excavation | Excavation | Excavation | Excavation | Excavation | Excavation | Excavation | Excavation | Excavation | Excavation | Excavation | Excavation | Excavation | Excavation | Excavation | Excavation | Excavation | Excavation | Excavation | Excavation | Excavation | Excavation | Excavation | Excavation | Excavation | Excavation | Excavation | Excavation | Excavation | Excavation | Excavation | Excavation | Excavation | Excavation | Excavation | Excavation | Excavation | Excavation | Excavation | Excavation | Excavation | Excavation | Excavation | Excavation | Excavation | Excavation | Excavation | Excavation | Excavation | Excavation | Excavation | Excavation | Excavation | Excavation | Excavation | Excavation | Excavation | Excavation | Excavation | Excavation | Excavation | Excavation | Excavation | Excavation | Excavation | Excavation | Excavation | Excavation | Excavation | Excavation | Excavation | Excavation | Excavation | Excavation | Excavation | Excavation | Excavation | Excavation | Excavation | Excavation | Excavation | Excavation | Excavation | Excavation | Excavation | Excavation | Excavation | Excavation | Excavation | Excavation | Excavation | Excavation | Excavation | Excavation | Excavation | Excavation | Excavation | Excavation | Excavation | Excavation | Excavation | Excavation | Excavation | Excavation | Excavation | Excavation | Excavation | Excavation | Excavation | Excavation | Excavation | Excavation | Excavation | Excavation | Excavation | Excavation | Excavation | Excavation | Excavation | Excavation | Excavation | Excavation | Excavation | Excavation | Excavation | Excavation | Excavation | Excavation | Excavation | Excavation | Excavation | Excavation | Excavation | Excavation | Excavation | Excavation | Excavation | Excavation | Excavation | Excavation | Excavation | Excavation | Excavation | Excavation | Excavation | Excavation | Excavation | Excavation | Excavation | Excavation | Excavation | Excavation | Excavation | Excavation | Excavation | Excavation | Excavation | Excavation | Excavation | Excavation | Excavation | Excavation | Excavation | Excavation | Excavation | Excavation | Excavation | Excavation | Excavation | Excavation | Excavation | Excavation | Excavation | Excavation | Excavation | Excavation | Excavation | Excavation | Excavation | Excavation | Excavation | Excavation | Excavation | Excavation | Excavation | Excavation | Excavation | Excavation | Excavation | Excavation | Excavation | Excavation | Excavation | Excavation | Excavation | Excavation | Excavation | Excavation | Excavation | Excavation | Excavation | Excavation | Excavation | Excavation | Excavation | Excavation | Excavation | Excavation | Excavation | Excavation | Excavation | Excavation | Excavation | Excavation | Excavation | Excavation | Excavation | Excavation | Excavation | Excavation | Excavation | Excavation | Excavation | Excavation | Excavation | Excavation | Excavation | Excavation | Excavation | Excavation | Excavation | Excavation | Excavation | Excavation | Excavation | Excavation | Excavation | Excavation | Excavation | Excavation | Excavation | Excavation | Excavation | Excavation | Excavation | Excavation | Excavation | Excavation | Excavation | Excavation | Excavation | Excavation | Excavation | Excavation | Excavation | Excavation | Excavation | Excavation | Excavation | Excavation | Excavation | Excavation | Excavation | Excavation | Excavation | Excavation | Excavation | Excavation | Excavation | Excavation | Excavation | Excavation | Excavation | Excavation | Excavation | Excavation | Excavation | Excavation | Excavation | Excavation | Excavation | Excavation | Excavation | Excavation | Excavation | Excavation | Excavation | Excavation | Excavation | Excavation | Excavation | Excavation | Excavation | Excavation | Excavation | Excavation | Excavation | Excavation | Excavation | Excavation | Excavation | Excavation | Excavation | Excavation | Excavation | Excavation | Excavation | Excavation | Excavation | Excavation | Excavation | Excavation | Excavation | Excavation | Excavation | Excavation | Excavation | Excavation | Excavation | Excavation | Excavation | Excavation | Excavation | Excavation | Excavation | Excavation | Excavation | Excavation | Excavation | Excavation | Excavation | Excavation | Excavation | Excavation | Excavation | Excavation | Excavation | Excavation | Excavation | Excavation | Excavation | Excavation | Excavation | Excavation | Excavation | Excavation | Excavation | Excavation | Excavation | Excavation | Excavation | Excavation | Excavation | Excavation | Excavation | Excavation | Excavation | Excavation | Excavation | Excavation | Excavation | Excavation | Excavation | Excavation | Excavation | Excavation | Excavation | Excavation | Excavation | Excavation | Excavation | Excavation | Excavation | Excavation | Excavation | Excavation | Excavation | Excavation | Excavation | Excavation | Excavation | Excavation | Excavation | Excavation | Excavation | Excavation | Excavation | Excavation | Excavation | Excavation | Excavation | Excavation | Excavation | Excavation | Excavation | Excavation | Excavation | Excavation | Excavation | Excavation | Excavation | Excavation | Excavation | Excavation | Excavation | Excavation | Excavation | Excavation | Excavation | Excavation | Excavation | Excavation | Excavation | Excavation | Excavation | Excavation | Excavation | Excavation | Excavation | Excavation | Excavation | Excavation | Excavation | Excavation | Excavation | Excavation | Excavation | Excavation | Excavation | Excavation | Excavation | Excavation | Excavation | Excavation | Excavation | Excavation | Excavation | Excavation | Excavation | Excavation | Excavation | Excavation | Excavation | Excavation | Excavation | Excavation | Excavation | Excavation | Excavation | Excavation | Excavation | Excavation | Excavation | Excavation | Excavation | Excavation | Excavation | Excavation | Excavation | Excavation | Excavation | Excavation | Excavation | Excavation | Excavation | Excavation | Excavation | Excavation | Excavation | Excavation | Excavation | Excavation | Excavation | Excavation | Excavation | Excavation | Excavation | Excavation | Excavation | Excavation | Excavation | Excavation | Excavation | Excavation | Excavation | Excavation | Excavation | Excavation | Excavation | Excavation | Excavation | Excavation | Excavation | Excavation | Excavation | Excavation | Excavation | Excavation | Excavation | Excavation | Excavation | Excavation | Excavation | Excavation | Excavation | Excavation | Excavation | Excavation | Excavation | Excavation | Excavation | Excavation | Excavation | Excavation | Excavation | Excavation | Excavation | Excavation | Excavation | Excavation | Excavation | Excavation | Excavation | Excavation | Excavation | Excavation | Excavation | Excavation | Excavation | Excavation | Excavation | Excavation | Excavation | Excavation | Excavation | Excavation | Excavation | Excavation | Excavation | Excavation | Excavation | Excavation | Excavation | Excavation | Excavation | Excavation | Excavation | Excavation | Excavation | Excavation | Excavation | Excavation | Excavation | Excavation | Excavation | Excavation | Excavation | Excavation | Excavation | Excavation | Excavation | Excavation | Excavation | Excavation | Excavation | Excavation | Excavation | Excavation | Excavation | Excavation | Excavation | Excavation | Excavation | Excavation | Excavation | Excavation | Excavation | Excavation | Excavation | Excavation | Excavation | Excavation | Excavation | Excavation | Excavation | Excavation | Excavation | Excavation | Excavation | Excavation | Excavation | Excavation | Excavation | Excavation | Excavation | Excavation | Excavation | Excavation | Excavation | Excavation | Excavation | Excavation | Excavation | Excavation | Excavation | Excavation | Excavation | Excavation | Excavation | Excavation | Excavation | Excavation | Excavation | Excavation | Excavation | Excavation | Excavation | Excavation | Excavation | Excavation | Excavation | Excavation | Excavation | Excavation | Excavation | Excavation | Excavation | Excavation | Excavation | Excavation | Excavation | Excavation | Excavation | Excavation | Excavation | Excavation | Excavation | Excavation | Excavation | Excavation | Excavation | Excavation | Excavation | Excavation | Excavation | Excavation | Excavation | Excavation | Excavation | Excavation | Excavation | Excavation | Excavation | Excavation | Excavation | Excavation | Excavation | Excavation | Excavation | Excavation | Excavation | Excavation | Excavation | Excavation | Excavation | Excavation | Excavation | Excavation | Excavation | Excavation | Excavation | Excavation | Excavation | Excavation | Excavation | Excavation | Excavation | Excavation | Excavation | Excavation | Excavation | Excavation | Excavation | Excavation | Excavation | Excavation | Excavation | Excavation | Excavation | Excavation | Excavation | Excavation | Excavation | Excavation | Excavation | Excavation | Excavation | Excavation | Excavation | Excavation | Excavation | Excavation | Excavation | Excavation | Excavation | Excavation | Excavation | Excavation | Excavation | Excavation | Excavation | Excavation | Excavation | Excavation | Excavation | Excavation | Excavation | Excavation | Excavation | Excavation | Excavation | Excavation | Excavation | Excavation | Excavation | Excavation | Excavation | Excavation | Excavation | Excavation | Excavation | Excavation | Excavation | Excavation | Excavation | Excavation | Excavation | Excavation | Excavation | Excavation | Excavation | Excavation | Excavation | Excavation | Excavation | Excavation | Excavation | Excavation | Excavation | Excavation | Excavation | Excavation | Excavation | Excavation | Excavation | Excavation | Excavation | Excavation | Excavation | Excavation | Excavation | Excavation | Excavation | Excavation | Excavation | Excavation | Excavation | Excavation | Excavation | Excavation | Excavation | Excavation | Excavation | Excavation | Excavation | Excavation | Excavation | Excavation | Excavation | Excavation | Excavation | Excavation | Excavation | Excavation | Excavation | Excavation | Excavation | Excavation | Excavation | Excavation | Excavation | Excavation | Excavation | Excavation | Excavation | Excavation | Excavation | Excavation | Excavation | Excavation | Excavation | Excavation | Excavation | Excavation | Excavation | Excavation | Excavation | Excavation | Excavation | Excavation | Excavation | Excavation | Excavation | Excavation | Excavation | Excavation | Excavation | Excavation | Excavation | Excavation | Excavation | Excavation | Excavation | Excavation | Excavation | Excavation | Excavation | Excavation | Excavation | Excavation | Excavation | Excavation | Excavation | Excavation | Excavation | Excavation | Excavation | Excavation | Excavation | Excavation | Excavation | Excavation | Excavation | Excavation | Excavation | Excavation | Excavation | Excavation | Excavation | Excavation | Excavation | Excavation | Excavation | Excavation | Excavation | Excavation | Excavation | Excavation | Excavation | Excavation | Excavation | Excavation | Excavation | Excavation | Excavation | Excavation | Excavation | Excavation | Excavation | Excavation | Excavation | Excavation | Excavation | Excavation | Excavation | Excavation | Excavation | Excavation | Excavation | Excavation | Excavation | Excavation | Excavation | Excavation | Excavation | Excavation | Excavation | Excavation | Excavation | Excavation | Excavation | Excavation | Excavation | Excavation | Excavation | Excavation | Excavation | Excavation | Excavation | Excavation | Excavation | Excavation | Excavation | Excavation | Excavation | Excavation | Excavation | Excavation | Excavation | Excavation | Excavation | Excavation | Excavation | Excavation | Excavation | Excavation | Excavation | Excavation | Excavation | Excavation | Excavation | Excavation | Excavation | Excavation | Excavation | Excavation | Excavation | Excavation | Excavation | Excavation | Excavation | Excavation | Excavation | Excavation | Excavation | Excavation | Excavation | Excavation | Excavation | Excavation | Excavation | Excavation | Excavation | Excavation | Excavation | Excavation | Excavation | Excavation | Excavation | Excavation | Excavation | Excavation | Excavation | Excavation | Excavation | Excavation | Excavation | Excavation | Excavation | Excavation | Excavation | Excavation | Excavation | Excavation | Excavation | Excavation | Excavation | Excavation | Excavation | Excavation | Excavation | Excavation | Excavation | Excavation | Excavation | Excavation | Excavation | Excavation | Excavation | Excavation | Excavation | Excavation | Excavation | Excavation | Excavation | Excavation | Excavation | Excavation | Excavation | Excavation | Excavation | Excavation | Excavation | Excavation | Excavation | Excavation | Excavation | Excavation | Excavation | Excavation | Excavation | Excavation | Excavation | Excavation | Excavation | Excavation | Excavation | Excavation | Excavation | Excavation | Excavation | Excavation | Excavation | Excavation | Excavation | Excavation | Excavation | Excavation | Excavation | Excavation | Excavation | Excavation | Excavation | Excavation | Excavation | Excavation | Excavation | Excavation | Excavation | Excavation | Excavation | Excavation | Excavation | Excavation | Excavation | Excavation | Excavation | Excavation | Excavation | Excavation | Excavation | Excavation | Excavation | Excavation | Excavation | Excavation | Excavation | Excavation | Excavation | Excavation | Excavation | Excavation | Excavation | Excavation | Excavation | Excavation | Excavation | Excavation | Excavation | Excavation | Excavation | Excavation | Excavation | Excavation | Excavation | Excavation | Excavation | Excavation | Excavation | Excavation | Excavation | Excavation | Excavation | Excavation | Excavation | Excavation | Excavation | Excavation | Excavation | Excavation | Excavation | Excavation | Excavation | Excavation | Excavation | Excavation | Excavation | Excavation | Excavation | Excavation | Excavation | Excavation | Excavation | Excavation | Excavation | Excavation | Excavation | Excavation | Excavation | Excavation | Excavation | Excavation | Excavation | Excavation | Excavation | Excavation | Excavation | Excavation | Excavation | Excavation | Excavation | Excavation | Excavation | Excavation | Excavation | Excavation | Excavation | Excavation | Excavation | Excavation | Excavation | Excavation | Excavation | Excavation | Excavation | Excavation | Excavation | Excavation | Excavation | Excavation | Excavation | Excavation | Excavation | Excavation | Excavation | Excavation | Excavation | Excavation | Excavation | Excavation | Excavation | Excavation | Excavation | Excavation | Excavation | Excavation | Excavation | Excavation | Excavation | Excavation | Excavation | Excavation | Excavation | Excavation | Excavation | Excavation | Excavation | Excavation | Excavation | Excavation | Excavation | Excavation | Excavation | Excavation | Excavation | Excavation | Excavation | Excavation | Excavation | Excavation | Excavation | Excavation | Excavation | Excavation | Excavation | Excavation | Excavation | Excavation | Excavation | Excavation | Excavation | Excavation | Excavation | Excavation | Excavation | Excavation | Excavation | Excavation | Excavation | Excavation | Excavation | Excavation | Excavation | Excavation | Excavation | Excavation | Excavation | Excavation | Excavation | Excavation | Excavation | Excavation | Excavation | Excavation | Excavation | Excavation | Excavation | Excavation | Excavation | Excavation | Excavation | Excavation | Excavation | Excavation | Excavation | Excavation | Excavation | Excavation | Excavation | Excavation | Excavation | Excavation | Excavation | Excavation | Excavation | Excavation | Excavation | Excavation | Excavation | Excavation | Excavation | Excavation | Excavation | Excavation | Excavation | Excavation | Excavation | Excavation | Excavation | Excavation | Excavation | Excavation | Excavation | Excavation | Excavation | Excavation | Excavation | Excavation | Excavation | Excavation | Excavation | Excavation | Excavation | Excavation | Excavation | Excavation | Excavation | Excavation | Excavation | Excavation | Excavation | Excavation | Excavation | Excavation | Excavation | Excavation | Excavation | Excavation | Excavation | Excavation | Excavation | Excavation | Excavation | Excavation | Excavation | Excavation | Excavation | Excavation | Excavation | Excavation | Excavation | Excavation | Excavation | Excavation | Excavation | Excavation | Excavation | Excavation | Excavation | Excavation | Excavation | Excavation | Excavation | Excavation | Excavation | Excavation | Excavation | Excavation | Excavation | Excavation | Excavation | Excavation | Excavation | Excavation | Excavation | Excavation | Excavation | Excavation | Excavation | Excavation | Excavation | Excavation | Excavation | Excavation | Excavation | Excavation | Excavation | Excavation | Excavation | Excavation | Excavation | Excavation | Excavation | Excavation | Excavation | Excavation | Excavation | Excavation | Excavation | Excavation | Excavation | Excavation | Excavation | Excavation | Excavation | Excavation | Excavation | Excavation | Excavation | Excavation | Excavation | Excavation | Excavation | Excavation | Excavation | Excavation | Excavation | Excavation | Excavation | Excavation | Excavation | Excavation | Excavation | Excavation | Excavation | Excavation | Excavation | Excavation | Excavation | Excavation | Excavation | Excavation | Excavation | Excavation | Excavation | Excavation | Excavation | Excavation | Excavation | Excavation | Excavation | Excavation | Excavation | Excavation | Excavation | Excavation | Excavation | Excavation | Excavation | Excavation | Excavation | Excavation | Excavation | Excavation | Excavation | Excavation | Excavation | Excavation | Excavation | Excavation | Excavation | Excavation | Excavation | Excavation | Excavation | Excavation | Excavation | Excavation | Excavation | Excavation | Excavation | Excavation | Excavation | Excavation | Excavation | Excavation | Excavation | Excavation | Excavation | Excavation | Excavation | Excavation | Excavation | Excavation | Excavation | Excavation | Excavation | Excavation | Excavation | Excavation | Excavation | Excavation | Excavation | Excavation | Excavation | Excavation | Excavation | Excavation | Excavation | Excavation | Excavation | Excavation | Excavation | Excavation | Excavation | Excavation | Excavation | Excavation | Excavation | Excavation | Excavation | Excavation | Excavation | Excavation | Excavation | Excavation | Excavation | Excavation | Excavation | Excavation | Excavation | Excavation | Excavation | Excavation | Excavation | Excavation | Excavation | Excavation | Excavation | Excavation | Excavation | Excavation | Excavation | Excavation | Excavation | Excavation | Excavation | Excavation | Excavation | Excavation | Excavation | Excavation | Excavation | Excavation | Excavation | Excavation | Excavation | Excavation | Excavation | Excavation | Excavation | Excavation | Excavation | Excavation | Excavation | Excavation | Excavation | Excavation | Excavation | Excavation | Excavation | Excavation | Excavation | Excavation | Excavation | Excavation | Excavation | Excavation | Excavation | Excavation | Excavation | Excavation | Excavation | Excavation | Excavation | Excavation | Excavation | Excavation | Excavation | Excavation | Excavation | Excavation | Excavation | Excavation | Excavation | Excavation | Excavation | Excavation | Excavation | Excavation | Excavation | Excavation | Excavation | Excavation | Excavation | Excavation | Excavation | Excavation | Excavation | Excavation | Excavation | Excavation | Excavation | Excavation | Excavation | Excavation | Excavation | Excavation | Excavation | Excavation | Excavation | Excavation | Excavation | Excavation | Excavation | Excavation | Excavation | Excavation | Excavation | Excavation | Excavation | Excavation | Excavation | Excavation | Excavation | Excavation | Excavation | Excavation | Excavation | Excavation | Excavation | Excavation | Excavation | Excavation | Excavation | Excavation | Excavation | Excavation | Excavation | Excavation | Excavation | Excavation | Excavation | Excavation | Excavation | Excavation | Excavation | Excavation | Excavation | Excavation | Excavation | Excavation | Excavation | Excavation | Excavation | Excavation | Excavation | Excavation | Excavation | Excavation | Excavation | Excavation | Excavation | Excavation | Excavation | Excavation | Excavation | Excavation | Excavation | Excavation | Excavation | Excavation | Excavation | Excavation | Excavation | Excavation | Excavation | Excavation | Excavation | Excavation | Excavation | Excavation | Excavation | Excavation | Excavation | Excavation | Excavation | Excavation | Excavation | Excavation | Excavation | Excavation | Excavation | Excavation | Excavation | Excavation | Excavation | Excavation | Excavation | Excavation | Excavation | Excavation | Excavation | Excavation | Excavation | Excavation | Excavation | Excavation | Excavation | Excavation | Excavation | Excavation | Excavation | Excavation | Excavation | Excavation | Excavation | Excavation | Excavation | Excavation | Excavation | Excavation | Excavation | Excavation | Excavation | Excavation | Excavation | Excavation | Excavation | Excavation | Excavation | Excavation | Excavation | Excavation | Excavation | Excavation | Excavation | Excavation | Excavation | Excavation | Excavation | Excavation | Excavation | Excavation | Excavation | Excavation | Excavation | Excavation | Excavation | Excavation | Excavation | Excavation | Excavation | Excavation | Excavation | Excavation | Excavation | Excavation | Excavation | Excavation | Excavation | Excavation | Excavation | Excavation | Excavation | Excavation | Excavation | Excavation | Excavation | Excavation | Excavation | Excavation | Excavation | Excavation | Excavation | Excavation | Excavation | Excavation | Excavation | Excavation | Excavation | Excavation | Excavation | Excavation | Excavation | Excavation | Excavation | Excavation | Excavation | Excavation | Excavation | Excavation | Excavation | Excavation | Excavation | Excavation | Excavation | Excavation | Excavation | Excavation | Excavation | Excavation | Excavation | Excavation | Excavation | Excavation | Excavation | Excavation | Excavation | Excavation | Excavation | Excavation | Excavation | Excavation | Excavation | Excavation | Excavation | Excavation | Excavation | Excavation | Excavation | Excavation | Excavation | Excavation | Excavation | Excavation | Excavation | Excavation | Excavation | Excavation | Excavation | Excavation | Excavation | Excavation | Excavation | Excavation | Excavation | Excavation | Excavation | Excavation | Excavation | Excavation | Excavation | Excavation | Excavation | Excavation | Excavation | Excavation | Excavation | Excavation | Excavation | Excavation | Excavation | Excavation | Excavation | Excavation | Excavation | Excavation | Excavation | Excavation | Excavation | Excavation | Excavation | Excavation | Excavation | Excavation | Excavation | Excavation | Excavation | Excavation | Excavation | Excavation | Excavation | Excavation | Excavation | Excavation | Excavation | Excavation | Excavation | Excavation | Excavation | Excavation | Excavation | Excavation | Excavation | Excavation | Excavation | Excavation | Excavation | Excavation | Excavation | Excavation | Excavation | Excavation | Excavation | Excavation | Excavation | Excavation | Excavation | Excavation | Excavation | Excavation | Excavation | Excavation | Excavation | Excavation | Excavation | Excavation | Excavation | Excavation | Excavation | Excavation | Excavation | Excavation | Excavation | Excavation | Excavation | Excavation | Excavation | Excavation | Excavation | Excavation | Excavation | Excavation | Excavation | Excavation | Excavation | Excavation | Excavation | Excavation | Excavation | Excavation | Excavation | Excavation | Excavation | Excavation | Excavation | Excavation | Excavation | Excavation | Excavation | Excavation | Excavation | Excavation | Excavation | Excavation | Excavation | Excavation | Excavation | Excavation | Excavation | Excavation | Excavation | Excavation | Excavation | Excavation | Excavation | Excavation | Excavation | Excavation | Excavation | Excavation | Excavation | Excavation | Excavation | Excavation | Excavation | Excavation | Excavation | Excavation | Excavation | Excavation | Excavation | Excavation | Excavation | Excavation | Excavation | Excavation | Excavation | Excavation | Excavation | Excavation | Excavation | Excavation | Excavation | Excavation | Excavation | Excavation | Excavation | Excavation | Excavation | Excavation | Excavation | Excavation | Excavation | Excavation | Excavation | Excavation | Excavation | Excavation | Excavation | Excavation | Excavation | Excavation | Excavation | Excavation | Excavation | Excavation | Excavation | Excavation | Excavation | Excavation | Excavation | Excavation | Excavation | Excavation | Excavation | Excavation | Excavation | Excavation | Excavation | Excavation | Excavation | Excavation | Excavation | Excavation | Excavation | Excavation | Excavation | Excavation | Excavation | Excavation | Excavation | Excavation | Excavation | Excavation | Excavation | Excavation | Excavation | Excavation | Excavation | Excavation | Excavation | Excavation | Excavation | Excavation | Excavation | Excavation | Excavation | Excavation | Excavation | Excavation | Excavation | Excavation | Excavation | Excavation | Excavation | Excavation | Excavation | Excavation | Excavation | Excavation | Excavation | Excavation | Excavation | Excavation | Excavation | Excavation | Excavation | Excavation | Excavation | Excavation | Excavation | Excavation | Excavation | Excavation | Excavation | Excavation | Excavation | Excavation | Excavation | Excavation | Excavation | Excavation | Excavation | Excavation | Excavation | Excavation | Excavation | Excavation | Excavation | Excavation | Excavation | Excavation | Excavation | Excavation | Excavation | Excavation | Excavation | Excavation | Excavation | Excavation | Excavation | Excavation | Excavation | Excavation | Excavation | Excavation | Excavation | Excavation | Excavation | Excavation | Excavation | Excavation | Excavation | Excavation | Excavation | Excavation | Excavation | Excavation | Excavation | Excavation | Excavation | Excavation | Excavation | Excavation | Excavation | Excavation | Excavation | Excavation | Excavation | Excavation | Excavation | Excavation | Excavation | Excavation | Excavation | Excavation | Excavation | Excavation | Excavation | Excavation | Excavation | Excavation | Excavation | Excavation | Excavation | Excavation | Excavation | Excavation | Excavation | Excavation | Excavation | Excavation | Excavation | Excavation | Excavation | Excavation | Excavation | Excavation | Excavation | Excavation | Excavation | Excavation | Excavation | Excavation | Excavation | Excavation | Excavation | Excavation | Excavation | Excavation | Excavation | Excavation | Excavation | Excavation | Excavation | Excavation | Excavation | Excavation | Excavation | Excavation | Excavation | Excavation | Excavation | Excavation | Excavation | Excavation | Excavation | Excavation | Excavation | Excavation | Excavation | Excavation | Excavation | Excavation | Excavation | Excavation | Excavation | Excavation | Excavation | Excavation | Excavation | Excavation | Excavation | Excavation | Excavation | Excavation | Excavation | Excavation | Excavation | Excavation | Excavation | Excavation | Excavation | Excavation | Excavation | Excavation | Excavation | Excavation | Excavation | Excavation | Excavation | Excavation | Excavation | Excavation | Excavation | Excavation | Excavation | Excavation | Excavation | Excavation | Excavation | Excavation | Excavation | Excavation | Excavation | Excavation | Excavation | Excavation | Excavation | Excavation | Excavation | Excavation | Excavation | Excavation | Excavation | Excavation | Excavation | Excavation | Excavation | Excavation | Excavation | Excavation | Excavation | Excavation | Excavation | Excavation | Excavation | Excavation | Excavation | Excavation | Excavation | Excavation | Excavation | Excavation | Excavation | Excavation | Excavation | Excavation | Excavation | Excavation | Excavation | Excavation | Excavation | Excavation | Excavation | Excavation | Excavation | Excavation | Excavation | Excavation | Excavation | Excavation | Excavation | Excavation | Excavation | Excavation | Excavation | Excavation | Excavation | Excavation | Excavation | Excavation | Excavation | Excavation | Excavation | Excavation | Excavation | Excavation | Excavation | Excavation | Excavation | Excavation | Excavation | Excavation | Excavation | Excavation | Excavation | Excavation | Excavation | Excavation | Excavation | Excavation | Excavation | Excavation | Excavation | Excavation | Excavation | Excavation | Excavation | Excavation | Excavation | Excavation | Excavation | Excavation | Excavation | Excavation | Excavation | Excavation | Excavation | Excavation | Excavation | Excavation | Excavation | Excavation | Excavation | Excavation | Excavation | Excavation | Excavation | Excavation | Excavation | Excavation | Excavation | Excavation | Excavation | Excavation | Excavation | Excavation | Excavation | Excavation | Excavation | Excavation | Excavation | Excavation | Excavation | Excavation | Excavation | Excavation | Excavation | Excavation | Excavation | Excavation | Excavation | Excavation | Excavation | Excavation | Excavation | Excavation | Excavation | Excavation | Excavation | Excavation | Excavation | Excavation | Excavation | Excavation | Excavation | Excavation | Excavation | Excavation | Excavation | Excavation | Excavation | Excavation | Excavation | Excavation | Excavation | Excavation | Excavation | Excavation | Excavation | Excavation | Excavation | Excavation | Excavation | Excavation | Excavation | Excavation | Excavation | Excavation | Excavation | Excavation | Excavation | Excavation | Excavation | Excavation | Excavation | Excavation | Excavation | Excavation | Excavation | Excavation | Excavation | Excavation | Excavation | Excavation | Excavation | Excavation | Excavation | Excavation | Excavation | Excavation | Excavation | Excavation | Excavation | Excavation | Excavation | Excavation | Excavation | Excavation | Excavation | Excavation | Excavation | Excavation | Excavation | Excavation | Excavation | Excavation | Excavation | Excavation | Excavation | Excavation | Excavation | Excavation | Excavation | Excavation | Excavation | Excavation | Excavation | Excavation | Excavation | Excavation | Excavation | Excavation | Excavation | Excavation | Excavation | Excavation | Excavation | Excavation | Excavation | Excavation | Excavation | Excavation | Excavation | Excavation | Excavation | Excavation | Excavation | Excavation | Excavation | Excavation | Excavation | Excavation | Excavation | Excavation | Excavation | Excavation | Excavation | Excavation | Excavation | Excavation | Excavation | Excavation | Excavation | Excavation | Excavation | Excavation | Excavation | Excavation | Excavation | Excavation | Excavation | Excavation | Excavation | Excavation | Excavation | Excavation | Excavation | Excavation | Excavation | Excavation | Excavation | Excavation | Excavation | Excavation | Excavation | Excavation | Excavation | Excavation | Excavation | Excavation | Excavation | Excavation | Excavation | Excavation | Excavation | Excavation | Excavation | Excavation | Excavation | Excavation | Excavation | Excavation | Excavation | Excavation | Excavation | Excavation | Excavation | Excavation | Excavation | Excavation | Excavation | Excavation | Excavation | Excavation | Excavation | Excavation | Excavation | Excavation | Excavation | Excavation | Excavation | Excavation | Excavation | Excavation | Excavation | Excavation | Excavation | Excavation | Excavation | Excavation | Excavation | Excavation | Excavation | Excavation | Excavation | Excavation | Excavation | Excavation | Excavation | Excavation | Excavation | Excavation | Excavation | Excavation | Excavation | Excavation | Excavation | Excavation | Excavation | Excavation | Excavation | Excavation | Excavation | Excavation | Excavation | Excavation | Excavation | Excavation | Excavation | Excavation | Excavation | Excavation | Excavation | Excavation | Excavation | Excavation | Excavation | Excavation | Excavation | Excavation | Excavation | Excavation | Excavation | Excavation | Excavation | Excavation | Excavation | Excavation | Excavation | Excavation | Excavation | Excavation | Excavation | Excavation | Excavation | Excavation | Excavation | Excavation | Excavation | Excavation | Excavation | Excavation | Excavation | Excavation | Excavation | Excavation | Excavation | Excavation | Excavation | Excavation | Excavation | Excavation | Excavation | Excavation | Excavation | Excavation | Excavation | Excavation | Excavation | Excavation | Excavation | Excavation | Excavation | Excavation | Excavation | Excavation | Excavation | Excavation | Excavation | Excavation | Excavation | Excavation | Excavation | Excavation | Excavation | Excavation | Excavation | Excavation | Excavation | Excavation | Excavation | Excavation | Excavation | Excavation | Excavation | Excavation | Excavation | Excavation | Excavation | Excavation | Excavation | Excavation | Excavation | Excavation | Excavation | Excavation | Excavation | Excavation | Excavation | Excavation | Excavation | Excavation | Excavation | Excavation | Excavation | Excavation | Excavation | Excavation | Excavation | Excavation | Excavation | Excavation | Excavation | Excavation | Excavation | Excavation | Excavation | Excavation | Excavation | Excavation | Excavation | Excavation | Excavation | Excavation | Excavation | Excavation | Excavation | Excavation | Excavation | Excavation | Excavation | Excavation | Excavation | Excavation | Excavation | Excavation | Excavation | Excavation | Excavation | Excavation | Excavation | Excavation | Excavation | Excavation | Excavation | Excavation | Excavation | Excavation | Excavation | Excavation | Excavation | Excavation | Excavation | Excavation | Excavation | Excavation | Excavation | Excavation | Excavation | Excavation | Excavation | Excavation | Excavation | Excavation | Excavation | Excavation | Excavation | Excavation | Excavation | Excavation | Excavation | Excavation | Excavation | Excavation | Excavation | Excavation | Excavation | Excavation | Excavation | Excavation | Excavation | Excavation | Excavation | Excavation | Excavation | Excavation | Excavation | Excavation | Excavation | Excavation | Excavation | Excavation | Excavation | Excavation | Excavation | Excavation | Excavation | Excavation | Excavation | Excavation | Excavation | Excavation | Excavation | Excavation | Excavation | Excavation | Excavation | Excavation | Excavation | Excavation | Excavation | Excavation | Excavation | Excavation | Excavation | Excavation | Excavation | Excavation | Excavation | Excavation | Excavation | Excavation | Excavation | Excavation | Excavation | Excavation | Excavation | Excavation | Excavation | Excavation | Excavation | Excavation | Excavation | Excavation | Excavation | Excavation | Excavation | Excavation | Excavation | Excavation | Excavation | Excavation | Excavation | Excavation | Excavation | Excavation | Excavation | Excavation | Excavation | Excavation | Excavation | Excavation | Excavation | Excavation | Excavation | Excavation | Excavation | Excavation | Excavation | Excavation | Excavation | Excavation | Excavation | Excavation | Excavation | Excavation | Excavation | Excavation | Excavation | Excavation | Excavation | Excavation | Excavation | Excavation | Excavation | Excavation | Excavation | Excavation | Excavation | Excavation | Excavation | Excavation | Excavation | Excavation | Excavation | Excavation | Excavation | Excavation | Excavation | Excavation | Excavation | Excavation | Excavation | Excavation | Excavation | Excavation | Excavation | Excavation | Excavation | Excavation | Excavation | Excavation | Excavation | Excavation | Excavation | Excavation | Excavation | Excavation | Excavation | Excavation | Excavation | Excavation | Excavation | Excavation | Excavation | Excavation | Excavation | Excavation | Excavation | Excavation | Excavation | Excavation | Excavation | Excavation | Excavation | Excavation | Excavation | Excavation | Excavation | Excavation | Excavation | Excavation | Excavation | Excavation | Excavation | Excavation | Excavation | Excavation | Excavation | Excavation | Excavation | Excavation | Excavation | Excavation | Excavation | Excavation | Excavation | Excavation | Excavation | Excavation | Excavation | Excavation | Excavation | Excavation | Excavation | Excavation | Excavation | Excavation | Excavation | Excavation | Excavation | Excavation | Excavation | Excavation | Excavation | Excavation | Excavation | Excavation | Excavation | Excavation | Excavation | Excavation | Excavation | Excavation | Excavation | Excavation | Excavation | Excavation | Excavation | Excavation | Excavation | Excavation | Excavation | Excavation | Excavation | Excavation | Excavation | Excavation | Excavation | Excavation | Excavation | Excavation | Excavation | Excavation | Excavation | Excavation | Excavation | Excavation | Excavation | Excavation | Excavation | Excavation | Excavation | Excavation | Excavation | Excavation | Excavation | Excavation | Excavation | Excavation | Excavation | Excavation | Excavation | Excavation | Excavation | Excavation | Excavation | Excavation | Excavation | Excavation | Excavation | Excavation | Excavation | Excavation | Excavation | Excavation | Excavation | Excavation | Excavation | Excavation | Excavation | Excavation | Excavation | Excavation | Excavation | Excavation | Excavation | Excavation | Excavation | Excavation | Excavation | Excavation | Excavation | Excavation | Excavation | Excavation | Excavation | Excavation | Excavation | Excavation | Excavation | Excavation | Excavation | Excavation | Excavation | Excavation | Excavation | Excavation | Excavation | Excavation | Excavation | Excavation | Excavation | Excavation | Excavation | Excavation | Excavation | Excavation | Excavation | Excavation | Excavation | Excavation | Excavation | Excavation | Excavation | Excavation | Excavation | Excavation | Excavation | Excavation | Excavation | Excavation | Excavation | Excavation | Excavation | Excavation | Excavation | Excavation | Excavation | Excavation | Excavation | Excavation | Excavation | Excavation | Excavation | Excavation | Excavation | Excavation | Excavation | Excavation | Excavation | Excavation | Excavation | Excavation | Excavation | Excavation | Excavation | Excavation | Excavation | Excavation | Excavation | Excavation | Excavation | Excavation | Excavation | Excavation | Excavation | Excavation | Excavation | Excavation | Excavation | Excavation | Excavation | Excavation | Excavation | Excavation | Excavation | Excavation | Excavation | Excavation | Excavation | Excavation | Excavation | Excavation | Excavation | Excavation | Excavation | Excavation | Excavation | Excavation | Excavation | Excavation | Excavation | Excavation | Excavation | Excavation | Excavation | Excavation | Excavation | Excavation | Excavation | Excavation | Excavation | Excavation | Excavation | Excavation | Excavation | Excavation | Excavation | Excavation | Excavation | Excavation | Excavation | Excavation | Excavation | Excavation | Excavation | Excavation | Excavation | Excavation | Excavation | Excavation | Excavation | Excavation | Excavation | Excavation | Excavation | Excavation | Excavation | Excavation | Excavation | Excavation | Excavation | Excavation | Excavation | Excavation | Excavation | Excavation | Excavation | Excavation | Excavation | Excavation | Excavation | Excavation | Excavation | Excavation | Excavation | Excavation | Excavation | Excavation | Excavation | Excavation | Excavation | Excavation | Excavation | Excavation | Excavation | Excavation | Excavation | Excavation | Excavation | Excavation | Excavation | Excavation | Excavation | Excavation | Excavation | Excavation | Excavation | Excavation | Excavation | Excavation | Excavation | Excavation | Excavation | Excavation | Excavation | Excavation | Excavation | Excavation | Excavation | Excavation | Excavation | Excavation | Excavation | Excavation | Excavation | Excavation | Excavation | Excavation | Excavation | Excavation | Excavation | Excavation | Excavation | Excavation | Excavation | Excavation | Excavation | Excavation | Excavation | Excavation | Excavation | Excavation | Excavation | Excavation | Excavation | Excavation | Excavation | Excavation | Excavation | Excavation | Excavation | Excavation | Excavation | Excavation | Excavation | Excavation | Excavation | Excavation | Excavation | Excavation | Excavation | Excavation | Excavation | Excavation | Excavation | Excavation | Excavation | Excavation | Excavation | Excavation | Excavation | Excavation | Excavation | Excavation | Excavation | Excavation | Excavation | Excavation | Excavation | Excavation | Excavation | Excavation | Excavation | Excavation | Excavation | Excavation | Excavation | Excavation | Excavation | Excavation | Excavation | Excavation | Excavation | Excavation | Excavation | Excavation | Excavation | Excavation | Excavation | Excavation | Excavation | Excavation | Excavation | Excavation | Excavation | Excavation | Excavation | Excavation | Excavation | Excavation | Excavation | Excavation | Excavation | Excavation | Excavation | Excavation | Excavation | Excavation | Excavation | Excavation | Excavation | Excavation | Excavation | Excavation | Excavation | Excavation | Excavation | Excavation | Excavation | Excavation | Excavation | Excavation | Excavation | Excavation | Excavation | Excavation | Excavation | Excavation | Excavation | Excavation | Excavation | Excavation | Excavation | Excavation | Excavation | Excavation | Excavation | Excavation | Excavation | Excavation | Excavation | Excavation | Excavation | Excavation | Excavation | Excavation | Excavation | Excavation | Excavation | Excavation | Excavation | Excavation | Excavation | Excavation | Excavation | Excavation | Excavation | Excavation | Excavation | Excavation | Excavation | Excavation | Excavation | Excavation | Excavation | Excavation | Excavation | Excavation | Excavation | Excavation | Excavation | Excavation | Excavation | Excavation | Excavation | Excavation | Excavation | Excavation | Excavation | Excavation | Excavation | Excavation | Excavation | Excavation | Excavation | Excavation | Excavation | Excavation | Excavation | Excavation | Excavation | Excavation | Excavation | Excavation | Excavation | Excavation | Excavation | Excavation | Excavation | Excavation | Excavation | Excavation | Excavation | Excavation | Excavation | Excavation | Excavation | Excavation | Excavation | Excavation | Excavation | Excavation | Excavation | Excavation | Excavation | Excavation | Excavation | Excavation | Excavation | Excavation | Excavation | Excavation | Excavation | Excavation | Excavation | Excavation | Excavation | Excavation | Excavation | Excavation | Excavation | Excavation | Excavation | Excavation | Excavation | Excavation | Excavation | Excavation | Excavation | Excavation | Excavation | Excavation | Excavation | Excavation | Excavation | Excavation | Excavation | Excavation | Excavation | Excavation | Excavation | Excavation | Excavation | Excavation | Excavation | Excavation | Excavation | Excavation | Excavation | Excavation | Excavation | Excavation | Excavation | Excavation | Excavation | Excavation | Excavation | Excavation | Excavation | Excavation | Excavation | Excavation | Excavation | Excavation | Excavation | Excavation | Excavation | Excavation | Excavation | Excavation | Excavation | Excavation | Excavation | Excavation | Excavation | Excavation | Excavation | Excavation | Excavation | Excavation | Excavation | Excavation | Excavation | Excavation | Excavation | Excavation | Excavation | Excavation | Excavation | Excavation | Excavation | Excavation | Excavation | Excavation | Excavation | Excavation | Excavation | Excavation | Excavation | Excavation | Excavation | Excavation | Excavation | Excavation | Excavation | Excavation | Excavation | Excavation | Excavation | Excavation | Excavation | Excavation | Excavation | Excavation | Excavation | Excavation | Excavation | Excavation | Excavation | Excavation | Excavation | Excavation | Excavation | Excavation | Excavation | Excavation | Excavation | Excavation | Excavation | Excavation | Excavation | Excavation | Excavation | Excavation | Excavation | Excavation | Excavation | Excavation | Excavation | Excavation | Excavation | Excavation | Excavation | Excavation | Excavation | Excavation | Excavation | Excavation | Excavation | Excavation | Excavation | Excavation | Excavation | Excavation | Excavation | Excavation | Excavation | Excavation | Excavation | Excavation | Excavation | Excavation | Excavation | Excavation | Excavation | Excavation | Excavation | Excavation | Excavation | Excavation | Excavation | Excavation | Excavation | Excavation | Excavation | Excavation | Excavation | Excavation | Excavation | Excavation | Excavation | Excavation | Excavation | Excavation | Excavation | Excavation | Excavation | Excavation | Excavation | Excavation | Excavation | Excavation | Excavation | Excavation | Excavation | Excavation | Excavation | Excavation | Excavation | Excavation | Excavation | Excavation | Excavation | Excavation | Excavation | Excavation | Excavation | Excavation | Excavation | Excavation | Excavation | Excavation | Excavation | Excavation | Excavation | Excavation | Excavation | Excavation | Excavation | Excavation | Excavation | Excavation | Excavation | Excavation | Excavation | Excavation | Excavation | Excavation | Excavation | Excavation | Excavation | Excavation | Excavation | Excavation | Excavation | Excavation | Excavation | Excavation | Excavation | Excavation | Excavation | Excavation | Excavation | Excavation | Excavation | Excavation | Excavation | Excavation | Excavation | Excavation | Excavation | Excavation | Excavation | Excavation | Excavation | Excavation | Excavation | Excavation | Excavation | Excavation | Excavation | Excavation | Excavation | Excavation | Excavation | Excavation | Excavation | Excavation | Excavation | Excavation | Excavation | Excavation | Excavation | Excavation | Excavation | Excavation | Excavation | Excavation | Excavation | Excavation | Excavation | Excavation | Excavation | Excavation | Excavation | Excavation | Excavation | Excavation | Excavation | Excavation | Excavation | Excavation | Excavation | Excavation | Excavation | Excavation | Excavation | Excavation | Excavation | Excavation | Excavation | Excavation | Excavation | Excavation | Excavation | Excavation | Excavation | Excavation | Excavation | Excavation | Excavation | Excavation | Excavation | Excavation | Excavation | Excavation | Excavation | Excavation | Excavation | Excavation | Excavation | Excavation | Excavation | Excavation | Excavation | Excavation | Excavation | Excavation | Excavation | Excavation | Excavation | Excavation | Excavation | Excavation | Excavation | Excavation | Excavation | Excavation | Excavation | Excavation | Excavation | Excavation | Excavation | Excavation | Excavation | Excavation | Excavation | Excavation | Excavation | Excavation | Excavation | Excavation | Excavation | Excavation | Excavation | Excavation | Excavation | Excavation | Excavation | Excavation | Excavation | Excavation | Excavation | Excavation | Excavation | Excavation | Excavation | Excavation | Excavation | Excavation | Excavation | Excavation | Excavation | Excavation | Excavation | Excavation | Excavation | Excavation | Excavation | Excavation | Excavation | Excavation | Excavation | Excavation | Excavation | Excavation | Excavation | Excavation | Excavation | Excavation | Excavation | Excavation | Excavation | Excavation | Excavation | Excavation | Excavation | Excavation | Excavation | Excavation | Excavation | Excavation | Excavation | Excavation | Excavation | Excavation | Excavation | Excavation | Excavation | Excavation | Excavation | Excavation | Excavation | Excavation | Excavation | Excavation | Excavation | Excavation | Excavation | Excavation | Excavation | Excavation | Excavation | Excavation | Excavation | Excavation | Excavation | Excavation | Excavation | Excavation | Excavation | Excavation | Excavation | Excavation | Excavation | Excavation | Excavation | Excavation | Excavation | Excavation | Excavation | Excavation | Excavation | Excavation | Excavation | Excavation | Excavation | Excavation | Excavation | Excavation | Excavation | Excavation | Excavation | Excavation | Excavation | Excavation | Excavation | Excavation | Excavation | Excavation | Excavation | Excavation | Excavation | Excavation | Excavation | Excavation | Excavation | Excavation | Excavation | Excavation | Excavation | Excavation | Excavation | Excavation | Excavation | Excavation | Excavation | Excavation | Excavation | Excavation | Excavation | Excavation | Excavation | Excavation | Excavation | Excavation | Excavation | Excavation | Excavation | Excavation | Excavation | Excavation | Excavation | Excavation | Excavation | Excavation | Excavation | Excavation | Excavation | Excavation | Excavation | Excavation | Excavation | Excavation | Excavation | Excavation | Excavation | Excavation | Excavation | Excavation | Excavation | Excavation | Excavation | Excavation | Excavation | Excavation | Excavation | Excavation | Excavation | Excavation | Excavation | Excavation | Excavation | Excavation | Excavation | Excavation | Excavation | Excavation | Excavation | Excavation | Excavation | Excavation | Excavation | Excavation | Excavation | Excavation | Excavation | Excavation | Excavation | Excavation | Excavation | Excavation | Excavation | Excavation | Excavation | Excavation | Excavation | Excavation | Excavation | Excavation | Excavation | Excavation | Excavation | Excavation | Excavation | Excavation | Excavation | Excavation | Excavation | Excavation | Excavation | Excavation | Excavation | Excavation | Excavation | Excavation | Excavation | Excavation | Excavation | Excavation | Excavation | Excavation | Excavation | Excavation | Excavation | Excavation | Excavation | Excavation | Excavation | Excavation | Excavation | Excavation | Excavation | Excavation | Excavation | Excavation | Excavation | Excavation | Excavation | Excavation | Excavation | Excavation | Excavation | Excavation | Excavation | Excavation | Excavation | Excavation | Excavation | Excavation | Excavation | Excavation | Excavation | Excavation | Excavation | Excavation | Excavation | Excavation | Excavation | Excavation | Excavation | Excavation | Excavation | Excavation | Excavation | Excavation | Excavation | Excavation | Excavation | Excavation | Excavation | Excavation | Excavation | Excavation | Excavation | Excavation | Excavation | Excavation | Excavation | Excavation | Excavation | Excavation | Excavation | Excavation | Excavation | Excavation | Excavation | Excavation | Excavation | Excavation | Excavation | Excavation | Excavation | Excavation | Excavation | Excavation | Excavation | Excavation | Excavation | Excavation | Excavation | Excavation | Excavation | Excavation | Excavation | Excavation | Excavation | Excavation | Excavation | Excavation | Excavation | Excavation | Excavation | Excavation | Excavation | Excavation | Excavation | Excavation | Excavation | Excavation | Excavation | Excavation | Excavation | Excavation | Excavation | Excavation | Excavation | Excavation | Excavation | Excavation | Excavation | Excavation | Excavation | Excavation | Excavation | Excavation | Excavation | Excavation | Excavation | Excavation | Excavation | Excavation | Excavation | Excavation | Excavation | Excavation | Excavation | Excavation | Excavation | Excavation | Excavation | Excavation | Excavation | Excavation | Excavation | Excavation | Excavation | Excavation | Excavation | Excavation | Excavation | Excavation | Excavation | Excavation | Excavation | Excavation | Excavation | Excavation | Excavation | Excavation | Excavation | Excavation | Excavation | Excavation | Excavation | Excavation | Excavation | Excavation | Excavation | Excavation | Excavation | Excavation | Excavation | Excavation | Excavation | Excavation | Excavation | Excavation | Excavation | Excavation | Excavation | Excavation | Excavation | Excavation | Excavation | Excavation | Excavation | Excavation | Excavation | Excavation | Excavation | Excavation | Excavation | Excavation | Excavation | Excavation | Excavation | Excavation | Excavation | Excavation | Excavation | Excavation | Excavation | Excavation | Excavation | Excavation | Excavation | Excavation | Excavation | Excavation | Excavation | Excavation | Excavation | Excavation | Excavation | Excavation | Excavation | Excavation | Excavation | Excavation | Excavation | Excavation | Excavation | Excavation | Excavation | Excavation | Excavation | Excavation | Excavation | Excavation | Excavation | Excavation | Excavation | Excavation | Excavation | Excavation | Excavation | Excavation | Excavation | Excavation | Excavation | Excavation | Excavation | Excavation | Excavation | Excavation | Excavation | Excavation | Excavation | Excavation | Excavation | Excavation | Excavation | Excavation | Excavation | Excavation | Excavation | Excavation | Excavation | Excavation | Excavation | Excavation | Excavation | Excavation | Excavation | Excavation | Excavation | Excavation | Excavation | Excavation | Excavation | Excavation | Excavation | Excavation | Excavation | Excavation | Excavation | Excavation | Excavation | Excavation | Excavation | Excavation | Excavation | Excavation | Excavation | Excavation | Excavation | Excavation | Excavation | Excavation | Excavation | Excavation | Excavation | Excavation | Excavation | Excavation | Excavation | Excavation | Excavation | Excavation | Excavation | Excavation | Excavation | Excavation | Excavation | Excavation | Excavation | Excavation | Excavation | Excavation | Excavation | Excavation | Excavation | Excavation | Excavation | Excavation | Excavation | Excavation | Excavation | Excavation | Excavation | Excavation | Excavation | Excavation | Excavation | Excavation | Excavation | Excavation | Excavation | Excavation | Excavation | Excavation | Excavation | Excavation | Excavation | Excavation | Excavation | Excavation | Excavation | Excavation | Excavation | Excavation | Excavation | Excavation | Excavation | Excavation | Excavation | Excavation | Excavation | Excavation | Excavation | Excavation | Excavation | Excavation | Excavation | Excavation | Excavation | Excavation | Excavation | Excavation | Excavation | Excavation | Excavation | Excavation | Excavation | Excavation | Excavation | Excavation | Excavation | Excavation | Excavation | Excavation | Excavation | Excavation | Excavation | Excavation | Excavation | Excavation | Excavation | Excavation | Excavation | Excavation | Excavation | Excavation | Excavation | Excavation | Excavation | Excavation | Excavation | Excavation | Excavation | Excavation | Excavation | Excavation | Excavation | Excavation | Excavation | Excavation | Excavation | Excavation | Excavation | Excavation | Excavation | Excavation | Excavation | Excavation | Excavation | Excavation | Excavation | Excavation | Excavation | Excavation | Excavation | Excavation | Excavation | Excavation | Excavation | Excavation | Excavation | Excavation | Excavation | Excavation | Excavation | Excavation | Excavation | Excavation | Excavation | Excavation | Excavation | Excavation | Excavation | Excavation | Excavation | Excavation | Excavation | Excavation | Excavation | Excavation | Excavation | Excavation | Excavation | Excavation | Excavation | Excavation | Excavation | Excavation | Excavation | Excavation | Excavation | Excavation | Excavation | Excavation | Excavation | Excavation | Excavation | Excavation | Excavation | Excavation | Excavation | Excavation | Excavation | Excavation | Excavation | Excavation | Excavation | Excavation | Excavation | Excavation | Excavation | Excavation | Excavation | Excavation | Excavation | Excavation | Excavation | Excavation | Excavation | Excavation | Excavation | Excavation | Excavation | Excavation | Excavation | Excavation | Excavation | Excavation | Excavation | Excavation | Excavation | Excavation | Excavation | Excavation | Excavation | Excavation | Excavation | Excavation | Excavation | Excavation | Excavation | Excavation | Excavation | Excavation | Excavation | Excavation | Excavation | Excavation | Excavation | Excavation | Excavation | Excavation | Excavation | Excavation | Excavation | Excavation | Excavation | Excavation | Excavation | Excavation | Excavation | Excavation | Excavation | Excavation | Excavation | Excavation | Excavation | Excavation | Excavation | Excavation | Excavation | Excavation | Excavation | Excavation | Excavation | Excavation | Excavation | Excavation | Excavation | Excavation | Excavation | Excavation | Excavation | Excavation | Excavation | Excavation | Excavation | Excavation | Excavation | Excavation | Excavation | Excavation | Excavation | Excavation | Excavation | Excavation | Excavation | Excavation | Excavation | Excavation | Excavation | Excavation | Excavation | Excavation | Excavation | Excavation | Excavation | Excavation | Excavation | Excavation | Excavation | Excavation | Excavation | Excavation | Excavation | Excavation | Excavation | Excavation | Excavation | Excavation | Excavation | Excavation | Excavation | Excavation | Excavation | Excavation | Excavation | Excavation | Excavation | Excavation | Excavation | Excavation | Excavation | Excavation | Excavation | Excavation | Excavation | Excavation | Excavation | Excavation | Excavation | Excavation | Excavation | Excavation | Excavation | Excavation | Excavation | Excavation | Excavation | Excavation | Excavation | Excavation | Excavation | Excavation | Excavation | Excavation | Excavation | Excavation | Excavation | Excavation | Excavation | Excavation | Excavation | Excavation | Excavation | Excavation | Excavation | Excavation | Excavation | Excavation | Excavation | Excavation | Excavation | Excavation | Excavation | Excavation | Excavation | Excavation | Excavation | Excavation | Excavation | Excavation | Excavation | Excavation | Excavation | Excavation | Excavation | Excavation | Excavation | Excavation | Excavation | Excavation | Excavation | Excavation | Excavation | Excavation | Excavation | Excavation | Excavation | Excavation | Excavation | Excavation | Excavation | Excavation | Excavation | Excavation | Excavation | Excavation | Excavation | Excavation | Excavation | Excavation | Excavation | Excavation | Excavation | Excavation | Excavation | Excavation | Excavation | Excavation | Excavation | Excavation | Excavation | Excavation | Excavation | Excavation | Excavation | Excavation | Excavation | Excavation | Excavation | Excavation | Excavation | Excavation | Excavation | Excavation | Excavation | Excavation | Excavation | Excavation | Excavation | Excavation | Excavation | Excavation | Excavation | Excavation | Excavation | Excavation | Excavation | Excavation | Excavation | Excavation | Excavation | Excavation | Excavation | Excavation | Excavation | Excavation | Excavation | Excavation | Excavation | Excavation | Excavation | Excavation | Excavation | Excavation | Excavation | Excavation | Excavation | Excavation | Excavation | Excavation | Excavation | Excavation | Excavation | Excavation | Excavation | Excavation | Excavation | Excavation | Excavation | Excavation | Excavation | Excavation | Excavation | Excavation | Excavation | Excavation | Excavation | Excavation | Excavation | Excavation | Excavation | Excavation | Excavation | Excavation | Excavation | Excavation | Excavation | Excavation | Excavation | Excavation | Excavation | Excavation | Excavation | Excavation | Excavation | Excavation | Excavation | Excavation | Excavation | Excavation | Excavation | Excavation | Excavation | Excavation | Excavation | Excavation | Excavation | Excavation | Excavation | Excavation | Excavation | Excavation | Excavation | Excavation | Excavation | Excavation | Excavation | Excavation | Excavation | Excavation | Excavation | Excavation | Excavation | Excavation | Excavation | Excavation | Excavation | Excavation | Excavation | Excavation | Excavation | Excavation | Excavation | Excavation | Excavation | Excavation | Excavation | Excavation | Excavation | Excavation | Excavation | Excavation | Excavation | Excavation | Excavation | Excavation | Excavation | Excavation | Excavation | Excavation | Excavation | Excavation | Excavation | Excavation | Excavation | Excavation | Excavation | Excavation | Excavation | Excavation | Excavation | Excavation | Excavation | Excavation | Excavation | Excavation | Excavation | Excavation | Excavation | Excavation | Excavation | Excavation | Excavation | Excavation | Excavation | Excavation | Excavation | Excavation | Excavation | Excavation | Excavation | Excavation | Excavation | Excavation | Excavation | Excavation | Excavation | Excavation | Excavation | Excavation | Excavation | Excavation | Excavation | Excavation | Excavation | Excavation | Excavation | Excavation | Excavation | Excavation | Excavation | Excavation | Excavation | Excavation | Excavation | Excavation | Excavation | Excavation | Excavation | Excavation | Excavation | Excavation | Excavation | Excavation | Excavation | Excavation | Excavation | Excavation | Excavation | Excavation | Excavation | Excavation | Excavation | Excavation | Excavation | Excavation | Excavation | Excavation | Excavation | Excavation | Excavation | Excavation | Excavation | Excavation | Excavation | Excavation | Excavation | Excavation | Excavation | Excavation | Excavation | Excavation | Excavation | Excavation | Excavation | Excavation | Excavation | Excavation | Excavation | Excavation | Excavation | Excavation | Excavation | Excavation | Excavation | Excavation | Excavation | Excavation | Excavation | Excavation | Excavation | Excavation | Excavation | Excavation | Excavation | Excavation | Excavation | Excavation | Excavation | Excavation | Excavation | Excavation | Excavation | Excavation | Excavation | Excavation | Excavation | Excavation | Excavation | Excavation | Excavation | Excavation | Excavation | Excavation | Excavation | Excavation | Excavation | Excavation | Excavation | Excavation | Excavation | Excavation | Excavation | Excavation | Excavation | Excavation | Excavation | Excavation | Excavation | Excavation | Excavation | Excavation | Excavation | Excavation | Excavation | Excavation | Excavation | Excavation | Excavation | Excavation | Excavation | Excavation | Excavation | Excavation | Excavation | Excavation | Excavation | Excavation | Excavation | Excavation | Excavation | Excavation | Excavation | Excavation | Excavation | Excavation | Excavation | Excavation | Excavation | Excavation | Excavation | Excavation | Excavation | Excavation | Excavation | Excavation | Excavation | Excavation | Excavation | Excavation | Excavation | Excavation | Excavation | Excavation | Excavation | Excavation | Excavation | Excavation | Excavation | Excavation | Excavation | Excavation | Excavation | Excavation | Excavation | Excavation | Excavation | Excavation | Excavation | Excavation | Excavation | Excavation | Excavation | Excavation | Excavation | Excavation | Excavation | Excavation | Excavation | Excavation | Excavation | Excavation | Excavation | Excavation | Excavation | Excavation | Excavation | Excavation | Excavation | Excavation | Excavation | Excavation | Excavation | Excavation | Excavation | Excavation | Excavation | Excavation | Excavation | Excavation | Excavation | Excavation | Excavation | Excavation | Excavation | Excavation | Excavation | Excavation | Excavation | Excavation | Excavation | Excavation | Excavation | Excavation | Excavation | Excavation | Excavation | Excavation | Excavation | Excavation | Excavation | Excavation | Excavation | Excavation | Excavation | Excavation | Excavation | Excavation | Excavation | Excavation | Excavation | Excavation | Excavation | Excavation | Excavation | Excavation | Excavation | Excavation | Excavation | Excavation | Excavation | Excavation | Excavation | Excavation | Excavation | Excavation | Excavation | Excavation | Excavation | Excavation | Excavation | Excavation | Excavation | Excavation | Excavation | Excavation | Excavation | Excavation | Excavation | Excavation | Excavation | Excavation | Excavation | Excavation | Excavation | Excavation | Excavation | Excavation | Excavation | Excavation | Excavation | Excavation | Excavation | Excavation | Excavation | Excavation | Excavation | Excavation | Excavation | Excavation | Excavation | Excavation | Excavation | Excavation | Excavation | Excavation | Excavation | Excavation | Excavation | Excavation | Excavation | Excavation | Excavation | Excavation | Excavation | Excavation | Excavation | Excavation | Excavation | Excavation | Excavation | Excavation | Excavation | Excavation | Excavation | Excavation | Excavation | Excavation | Excavation | Excavation | Excavation | Excavation | Excavation | Excavation | Excavation | Excavation | Excavation | Excavation | Excavation | Excavation | Excavation | Excavation | Excavation | Excavation | Excavation | Excavation | Excavation | Excavation | Excavation | Excavation | Excavation | Excavation | Excavation | Excavation | Excavation | Excavation | Excavation | Excavation | Excavation | Excavation | Excavation | Excavation | Excavation | Excavation | Excavation | Excavation | Excavation | Excavation | Excavation | Excavation | Excavation | Excavation | Excavation | Excavation | Excavation | Excavation | Excavation | Excavation | Excavation | Excavation | Excavation | Excavation | Excavation | Excavation | Excavation | Excavation | Excavation | Excavation | Excavation | Excavation | Excavation | Excavation | Excavation | Excavation | Excavation | Excavation | Excavation | Excavation | Excavation | Excavation | Excavation | Excavation | Excavation | Excavation | Excavation | Excavation | Excavation | Excavation | Excavation | Excavation | Excavation | Excavation | Excavation | Excavation | Excavation | Excavation | Excavation | Excavation | Excavation | Excavation | Excavation | Excavation | Excavation | Excavation | Excavation | Excavation | Excavation | Excavation | Excavation | Excavation | Excavation | Excavation | Excavation | Excavation | Excavation | Excavation | Excavation | Excavation | Excavation | Excavation | Excavation | Excavation | Excavation | Excavation | Excavation | Excavation | Excavation | Excavation | Excavation | Excavation | Excavation | Excavation | Excavation | Excavation | Excavation | Excavation | Excavation | Excavation | Excavation | Excavation | Excavation | Excavation | Excavation | Excavation | Excavation | Excavation | Excavation | Excavation | Excavation | Excavation | Excavation | Excavation | Excavation | Excavation | Excavation | Excavation | Excavation | Excavation | Excavation | Excavation | Excavation | Excavation | Excavation | Excavation | Excavation | Excavation | Excavation | Excavation | Excavation | Excavation | Excavation | Excavation | Excavation | Excavation | Excavation | Excavation | Excavation | Excavation | Excavation | Excavation | Excavation | Excavation | Excavation | Excavation | Excavation | Excavation | Excavation | Excavation | Excavation | Excavation | Excavation | Excavation | Excavation | Excavation | Excavation | Excavation | Excavation | Excavation | Excavation | Excavation | Excavation | Excavation | Excavation | Excavation | Excavation | Excavation | Excavation | Excavation | Excavation | Excavation | Excavation | Excavation | Excavation | Excavation | Excavation | Excavation | Excavation | Excavation | Excavation | Excavation | Excavation | Excavation | Excavation | Excavation | Excavation | Excavation | Excavation | Excavation | Excavation | Excavation | Excavation | Excavation | Excavation | Excavation | Excavation | Excavation | Excavation | Excavation | Excavation | Excavation | Excavation | Excavation | Excavation | Excavation | Excavation | Excavation | Excavation | Excavation | Excavation | Excavation | Excavation | Excavation | Excavation | Excavation | Excavation | Excavation | Excavation | Excavation | Excavation | Excavation | Excavation | Excavation | Excavation | Excavation | Excavation | Excavation | Excavation | Excavation | Excavation | Excavation | Excavation | Excavation | Excavation | Excavation | Excavation | Excavation | Excavation | Excavation | Excavation | Excavation | Excavation | Excavation | Excavation | Excavation | Excavation | Excavation | Excavation | Excavation | Excavation | Excavation | Excavation | Excavation | Excavation | Excavation | Excavation | Excavation | Excavation | Excavation | Excavation | Excavation | Excavation | Excavation | Excavation | Excavation | Excavation | Excavation | Excavation | Excavation | Excavation | Excavation | Excavation | Excavation | Excavation | Excavation | Excavation | Excavation | Excavation | Excavation | Excavation | Excavation | Excavation | Excavation | Excavation | Excavation | Excavation | Excavation | Excavation | Excavation | Excavation | Excavation | Excavation | Excavation | Excavation | Excavation | Excavation | Excavation | Excavation | Excavation | Excavation | Excavation | Excavation | Excavation | Excavation | Excavation | Excavation | Excavation | Excavation | Excavation | Excavation | Excavation | Excavation | Excavation | Excavation | Excavation | Excavation | Excavation | Excavation | Excavation | Excavation | Excavation | Excavation | Excavation | Excavation | Excavation | Excavation | Excavation | Excavation | Excavation | Excavation | Excavation | Excavation | Excavation | Excavation | Excavation | Excavation | Excavation | Excavation | Excavation | Excavation | Excavation | Excavation | Excavation | Excavation | Excavation | Excavation | Excavation | Excavation | Excavation | Excavation | Excavation | Excavation | Excavation | Excavation | Excavation | Excavation | Excavation | Excavation | Excavation | Excavation | Excavation | Excavation | Excavation | Excavation | Excavation | Excavation | Excavation | Excavation | Excavation | Excavation | Excavation | Excavation | Excavation | Excavation | Excavation | Excavation | Excavation | Excavation | Excavation | Excavation | Excavation | Excavation | Excavation | Excavation | Excavation | Excavation | Excavation | Excavation | Excavation | Excavation | Excavation | Excavation | Excavation | Excavation | Excavation | Excavation | Excavation | Excavation | Excavation | Excavation | Excavation | Excavation | Excavation | Excavation | Excavation | Excavation | Excavation | Excavation | Excavation | Excavation | Excavation | Excavation | Excavation | Excavation | Excavation | Excavation | Excavation | Excavation | Excavation | Excavation | Excavation | Excavation | Excavation | Excavation | Excavation | Excavation | Excavation | Excavation | Excavation | Excavation | Excavation | Excavation | Excavation | Excavation | Excavation | Excavation | Excavation | Excavation | Excavation | Excavation | Excavation | Excavation | Excavation | Excavation | Excavation | Excavation | Excavation | Excavation | Excavation | Excavation | Excavation | Excavation | Excavation | Excavation | Excavation | Excavation | Excavation | Excavation | Excavation | Excavation | Excavation | Excavation | Excavation | Excavation | Excavation | Excavation | Excavation | Excavation | Excavation | Excavation | Excavation | Excavation | Excavation | Excavation | Excavation | Excavation | Excavation | Excavation | Excavation | Excavation | Excavation | Excavation | Excavation | Excavation | Excavation | Excavation | Excavation | Excavation | Excavation | Excavation | Excavation | Excavation | Excavation | Excavation | Excavation | Excavation | Excavation | Excavation | Excavation | Excavation | Excavation | Excavation | Excavation | Excavation | Excavation | Excavation | Excavation | Excavation | Excavation | Excavation | Excavation | Excavation | Excavation | Excavation | Excavation | Excavation | Excavation | Excavation | Excavation | Excavation | Excavation | Excavation | Excavation | Excavation | Excavation | Excavation | Excavation | Excavation | Excavation | Excavation | Excavation | Excavation | Excavation | Excavation | Excavation | Excavation | Excavation | Excavation | Excavation | Excavation | Excavation | Excavation | Excavation | Excavation | Excavation | Excavation | Excavation | Excavation | Excavation | Excavation | Excavation | Excavation | Excavation | Excavation | Excavation | Excavation | Excavation | Excavation | Excavation | Excavation | Excavation | Excavation | Excavation | Excavation | Excavation | Excavation | Excavation | Excavation | Excavation | Excavation | Excavation | Excavation | Excavation | Excavation | Excavation | Excavation | Excavation | Excavation | Excavation | Excavation | Excavation | Excavation | Excavation | Excavation | Excavation | Excavation | Excavation | Excavation | Excavation | Excavation | Excavation | Excavation | Excavation | Excavation | Excavation | Excavation | Excavation | Excavation | Excavation | Excavation | Excavation | Excavation | Excavation | Excavation | Excavation | Excavation | Excavation | Excavation | Excavation | Excavation | Excavation | Excavation | Excavation | Excavation | Excavation | Excavation | Excavation | Excavation | Excavation | Excavation | Excavation | Excavation | Excavation | Excavation | Excavation | Excavation | Excavation | Excavation | Excavation | Excavation | Excavation | Excavation | Excavation | Excavation | Excavation | Excavation | Excavation | Excavation | Excavation | Excavation | Excavation | Excavation | Excavation | Excavation | Excavation | Excavation | Excavation | Excavation | Excavation | Excavation | Excavation | Excavation | Excavation | Excavation | Excavation | Excavation | Excavation | Excavation | Excavation | Excavation | Excavation | Excavation | Excavation | Excavation | Excavation | Excavation | Excavation | Excavation | Excavation | Excavation | Excavation | Excavation | Excavation | Excavation | Excavation | Excavation | Excavation | Excavation | Excavation | Excavation | Excavation | Excavation | Excavation | Excavation | Excavation | Excavation | Excavation | Excavation | Excavation | Excavation | Excavation | Excavation | Excavation | Excavation | Excavation | Excavation | Excavation | Excavation | Excavation | Excavation | Excavation | Excavation | Excavation | Excavation | Excavation | Excavation | Excavation | Excavation | Excavation | Excavation | Excavation | Excavation | Excavation | Excavation | Excavation | Excavation | Excavation | Excavation | Excavation | Excavation | Excavation | Excavation | Excavation | Excavation | Excavation | Excavation | Excavation | Excavation | Excavation | Excavation | Excavation | Excavation | Excavation | Excavation | Excavation | Excavation | Excavation | Excavation | Excavation | Excavation | Excavation | Excavation | Excavation | Excavation | Excavation | Excavation | Excavation | Excavation | Excavation | Excavation | Excavation | Excavation | Excavation | Excavation | Excavation | Excavation | Excavation | Excavation | Excavation | Excavation | Excavation | Excavation | Excavation | Excavation | Excavation | Excavation | Excavation | Excavation | Excavation | Excavation | Excavation | Excavation | Excavation | Excavation | Excavation | Excavation | Excavation | Excavation | Excavation | Excavation | Excavation | Excavation | Excavation | Excavation | Excavation | Excavation | Excavation | Excavation | Excavation | Excavation | Excavation | Excavation | Excavation | Excavation | Excavation | Excavation | Excavation | Excavation | Excavation | Excavation | Excavation | Excavation | Excavation | Excavation | Excavation | Excavation | Excavation | Excavation | Excavation | Excavation | Excavation | Excavation | Excavation | Excavation | Excavation | Excavation | Excavation | Excavation | Excavation | Excavation | Excavation | Excavation | Excavation | Excavation | Excavation | Excavation | Excavation | Excavation | Excavation | Excavation | Excavation | Excavation | Excavation | Excavation | Excavation | Excavation | Excavation | Excavation | Excavation | Excavation | Excavation | Excavation | Excavation | Excavation | Excavation | Excavation | Excavation | Excavation | Excavation | Excavation | Excavation | Excavation | Excavation | Excavation | Excavation | Excavation | Excavation | Excavation | Excavation | Excavation | Excavation | Excavation | Excavation | Excavation | Excavation | Excavation | Excavation | Excavation | Excavation | Excavation | Excavation | Excavation | Excavation | Excavation | Excavation | Excavation | Excavation | Excavation | Excavation | Excavation | Excavation | Excavation | Excavation | Excavation | Excavation | Excavation | Excavation | Excavation | Excavation | Excavation | Excavation | Excavation | Excavation | Excavation | Excavation | Excavation | Excavation | Excavation | Excavation | Excavation | Excavation | Excavation | Excavation | Excavation | Excavation | Excavation | Excavation | Excavation | Excavation | Excavation | Excavation | Excavation | Excavation | Excavation | Excavation | Excavation | Excavation | Excavation | Excavation | Excavation | Excavation | Excavation | Excavation | Excavation | Excavation | Excavation | Excavation | Excavation | Excavation | Excavation | Excavation | Excavation | Excavation | Excavation | Excavation | Excavation | Excavation | Excavation | Excavation | Excavation | Excavation | Excavation | Excavation | Excavation | Excavation | Excavation | Excavation | Excavation | Excavation | Excavation | Excavation | Excavation | Excavation | Excavation | Excavation | Excavation | Excavation | Excavation | Excavation | Excavation | Excavation | Excavation | Excavation | Excavation | Excavation | Excavation | Excavation | Excavation | Excavation | Excavation | Excavation | Excavation | Excavation | Excavation | Excavation | Excavation | Excavation | Excavation | Excavation | Excavation | Excavation | Excavation | Excavation | Excavation | Excavation | Excavation | Excavation | Excavation | Excavation | Excavation | Excavation | Excavation | Excavation | Excavation | Excavation | Excavation | Excavation | Excavation | Excavation | Excavation | Excavation | Excavation | Excavation | Excavation | Excavation | Excavation | Excavation | Excavation | Excavation | Excavation | Excavation | Excavation | Excavation | Excavation | Excavation | Excavation | Excavation | Excavation | Excavation | Excavation | Excavation | Excavation | Excavation | Excavation | Excavation | Excavation | Excavation | Excavation | Excavation | Excavation | Excavation | Excavation | Excavation | Excavation | Excavation | Excavation | Excavation | Excavation | Excavation | Excavation | Excavation | Excavation | Excavation | Excavation | Excavation | Excavation | Excavation | Excavation | Excavation | Excavation | Excavation | Excavation | Excavation | Excavation | Excavation | Excavation | Excavation | Excavation | Excavation | Excavation | Excavation | Excavation | Excavation | Excavation | Excavation | Excavation | Excavation | Excavation | Excavation | Excavation | Excavation | Excavation | Excavation | Excavation | Excavation | Excavation | Excavation | Excavation | Excavation | Excavation | Excavation | Excavation | Excavation | Excavation | Excavation | Excavation | Excavation | Excavation | Excavation | Excavation | Excavation | Excavation | Excavation | Excavation | Excavation | Excavation | Excavation | Excavation | Excavation | Excavation | Excavation | Excavation | Excavation | Excavation | Excavation | Excavation | Excavation | Excavation | Excavation | Excavation | Excavation | Excavation | Excavation | Excavation | Excavation | Excavation | Excavation | Excavation | Excavation | Excavation | Excavation | Excavation | Excavation | Excavation | Excavation | Excavation | Excavation | Excavation | Excavation | Excavation | Excavation | Excavation | Excavation | Excavation | Excavation | Excavation | Excavation | Excavation | Excavation | Excavation | Excavation | Excavation | Excavation | Excavation | Excavation | Excavation | Excavation | Excavation | Excavation | Excavation | Excavation | Excavation | Excavation | Excavation | Excavation | Excavation | Excavation | Excavation | Excavation | Excavation | Excavation | Excavation | Excavation | Excavation | Excavation | Excavation | Excavation | Excavation | Excavation | Excavation | Excavation | Excavation | Excavation | Excavation | Excavation | Excavation | Excavation | Excavation | Excavation | Excavation | Excavation | Excavation | Excavation | Excavation | Excavation | Excavation | Excavation | Excavation | Excavation | Excavation | Excavation | Excavation | Excavation | Excavation | Excavation | Excavation | Excavation | Excavation | Excavation | Excavation | Excavation | Excavation | Excavation | Excavation | Excavation | Excavation | Excavation | Excavation | Excavation | Excavation | Excavation | Excavation | Excavation | Excavation | Excavation | Excavation | Excavation | Excavation | Excavation | Excavation | Excavation | Excavation | Excavation | Excavation | Excavation | Excavation | Excavation | Excavation | Excavation | Excavation | Excavation | Excavation | Excavation | Excavation | Excavation | Excavation | Excavation | Excavation | Excavation | Excavation | Excavation | Excavation | Excavation | Excavation | Excavation | Excavation | Excavation | Excavation | Excavation | Excavation | Excavation | Excavation | Excavation | Excavation | Excavation | Excavation | Excavation | Excavation | Excavation | Excavation | Excavation | Excavation | Excavation | Excavation | Excavation | Excavation | Excavation | Excavation | Excavation | Excavation | Excavation | Excavation | Excavation | Excavation | Excavation | Excavation | Excavation | Excavation | Excavation | Excavation | Excavation | Excavation | Excavation | Excavation | Excavation | Excavation | Excavation | Excavation | Excavation | Excavation | Excavation | Excavation | Excavation | Excavation | Excavation | Excavation | Excavation | Excavation | Excavation | Excavation | Excavation | Excavation | Excavation | Excavation | Excavation | Excavation | Excavation | Excavation | Excavation | Excavation | Excavation | Excavation | Excavation | Excavation | Excavation | Excavation | Excavation | Excavation | Excavation | Excavation | Excavation | Excavation | Excavation | Excavation | Excavation | Excavation | Excavation | Excavation | Excavation | Excavation | Excavation | Excavation | Excavation | Excavation | Excavation | Excavation | Excavation | Excavation | Excavation | Excavation | Excavation | Excavation | Excavation | Excavation | Excavation | Excavation | Excavation | Excavation | Excavation | Excavation | Excavation | Excavation | Excavation | Excavation | Excavation | Excavation | Excavation | Excavation | Excavation | Excavation | Excavation | Excavation | Excavation | Excavation | Excavation | Excavation | Excavation | Excavation | Excavation | Excavation | Excavation | Excavation | Excavation | Excavation | Excavation | Excavation | Excavation | Excavation | Excavation | Excavation | Excavation | Excavation | Excavation | Excavation | Excavation | Excavation | Excavation | Excavation | Excavation | Excavation | Excavation | Excavation | Excavation | Excavation | Excavation | Excavation | Excavation | Excavation | Excavation | Excavation | Excavation | Excavation | Excavation | Excavation | Excavation | Excavation | Excavation | Excavation | Excavation | Excavation | Excavation | Excavation | Excavation | Excavation | Excavation | Excavation | Excavation | Excavation | Excavation | Excavation | Excavation | Excavation | Excavation | Excavation | Excavation | Excavation | Excavation | Excavation | Excavation | Excavation | Excavation | Excavation | Excavation | Excavation | Excavation | Excavation | Excavation | Excavation | Excavation | Excavation | Excavation | Excavation | Excavation | Excavation | Excavation | Excavation | Excavation | Excavation | Excavation | Excavation | Excavation | Excavation | Excavation | Excavation | Excavation | Excavation | Excavation | Excavation | Excavation | Excavation | Excavation | Excavation | Excavation | Excavation | Excavation | Excavation | Excavation | Excavation | Excavation | Excavation | Excavation | Excavation | Excavation | Excavation | Excavation | Excavation | Excavation | Excavation | Excavation | Excavation | Excavation | Excavation | Excavation | Excavation | Excavation | Excavation | Excavation | Excavation | Excavation | Excavation | Excavation | Excavation | Excavation | Excavation | Excavation | Excavation | Excavation | Excavation | Excavation | Excavation | Excavation | Excavation | Excavation | Excavation | Excavation | Excavation | Excavation | Excavation | Excavation | Excavation | Excavation | Excavation | Excavation | Excavation | Excavation | Excavation | Excavation | Excavation | Excavation | Excavation | Excavation | Excavation | Excavation | Excavation | Excavation | Excavation | Excavation | Excavation | Excavation | Excavation | Excavation | Excavation | Excavation | Excavation | Excavation | Excavation | Excavation | Excavation | Excavation | Excavation | Excavation | Excavation | Excavation | Excavation | Excavation | Excavation | Excavation | Excavation | Excavation | Excavation | Excavation | Excavation | Excavation | Excavation | Excavation | Excavation | Excavation | Excavation | Excavation | Excavation | Excavation | Excavation | Excavation | Excavation | Excavation | Excavation | Excavation | Excavation | Excavation | Excavation | Excavation | Excavation | Excavation | Excavation | Excavation | Excavation | Excavation | Excavation | Excavation | Excavation | Excavation | Excavation | Excavation | Excavation | Excavation | Excavation | Excavation | Excavation | Excavation | Excavation | Excavation | Excavation | Excavation | Excavation | Excavation | Excavation | Excavation | Excavation | Excavation | Excavation | Excavation | Excavation | Excavation | Excavation | Excavation | Excavation | Excavation | Excavation | Excavation | Excavation | Excavation | Excavation | Excavation | Excavation | Excavation | Excavation | Excavation | Excavation | Excavation | Excavation | Excavation | Excavation | Excavation | Excavation | Excavation | Excavation | Excavation | Excavation | Excavation | Excavation | Excavation | Excavation | Excavation | Excavation | Excavation | Excavation | Excavation | Excavation | Excavation | Excavation | Excavation | Excavation | Excavation | Excavation | Excavation | Excavation | Excavation | Excavation | Excavation | Excavation | Excavation | Excavation | Excavation | Excavation | Excavation | Excavation | Excavation | Excavation | Excavation | Excavation | Excavation | Excavation | Excavation | Excavation | Excavation | Excavation | Excavation | Excavation | Excavation | Excavation | Excavation | Excavation | Excavation | Excavation | Excavation | Excavation | Excavation | Excavation | Excavation | Excavation | Excavation | Excavation | Excavation | Excavation | Excavation | Excavation | Excavation | Excavation | Excavation | Excavation | Excavation | Excavation | Excavation | Excavation | Excavation | Excavation | Excavation | Excavation | Excavation | Excavation | Excavation | Excavation | Excavation | Excavation | Excavation | Excavation | Excavation | Excavation | Excavation | Excavation | Excavation | Excavation | Excavation | Excavation | Excavation | Excavation | Excavation | Excavation | Excavation | Excavation | Excavation | Excavation | Excavation | Excavation | Excavation | Excavation | Excavation | Excavation | Excavation | Excavation | Excavation | Excavation | Excavation | Excavation | Excavation | Excavation | Excavation | Excavation | Excavation | Excavation | Excavation | Excavation | Excavation | Excavation | Excavation | Excavation | Excavation | Excavation | Excavation | Excavation | Excavation | Excavation | Excavation | Excavation | Excavation | Excavation | Excavation | Excavation | Excavation | Excavation | Excavation | Excavation | Excavation | Excavation | Excavation | Excavation | Excavation | Excavation | Excavation | Excavation | Excavation | Excavation | Excavation | Excavation | Excavation | Excavation | Excavation | Excavation | Excavation | Excavation | Excavation | Excavation | Excavation | Excavation | Excavation | Excavation | Excavation | Excavation | Excavation | Excavation | Excavation | Excavation | Excavation | Excavation | Excavation | Excavation | Excavation | Excavation | Excavation | Excavation | Excavation | Excavation | Excavation | Excavation | Excavation | Excavation | Excavation | Excavation | Excavation | Excavation | Excavation | Excavation | Excavation | Excavation | Excavation | Excavation | Excavation | Excavation | Excavation | Excavation | Excavation | Excavation | Excavation | Excavation | Excavation | Excavation | Excavation | Excavation | Excavation | Excavation | Excavation | Excavation | Excavation | Excavation | Excavation | Excavation | Excavation | Excavation | Excavation | Excavation | Excavation | Excavation | Excavation | Excavation | Excavation | Excavation | Excavation | Excavation | Excavation | Excavation | Excavation | Excavation | Excavation | Excavation | Excavation | Excavation | Excavation | Excavation | Excavation | Excavation | Excavation | Excavation | Excavation | Excavation | Excavation | Excavation | Excavation | Excavation | Excavation | Excavation | Excavation | Excavation | Excavation | Excavation | Excavation | Excavation | Excavation | Excavation | Excavation | Excavation | Excavation | Excavation | Excavation | Excavation | Excavation | Excavation | Excavation | Excavation | Excavation | Excavation | Excavation | Excavation | Excavation | Excavation | Excavation | Excavation | Excavation | Excavation | Excavation | Excavation | Excavation | Excavation | Excavation | Excavation | Excavation | Excavation | Excavation | Excavation | Excavation | Excavation | Excavation | Excavation | Excavation | Excavation | Excavation | Excavation | Excavation | Excavation | Excavation | Excavation | Excavation | Excavation | Excavation | Excavation | Excavation | Excavation | Excavation | Excavation | Excavation | Excavation | Excavation | Excavation | Excavation | Excavation | Excavation | Excavation | Excavation | Excavation | Excavation | Excavation | Excavation | Excavation | Excavation | Excavation | Excavation | Excavation | Excavation | Excavation | Excavation | Excavation | Excavation | Excavation | Excavation | Excavation | Excavation | Excavation | Excavation | Excavation | Excavation | Excavation | Excavation | Excavation | Excavation | Excavation | Excavation | Excavation | Excavation | Excavation | Excavation | Excavation | Excavation | Excavation | Excavation | Excavation | Excavation | Excavation | Excavation | Excavation | Excavation | Excavation | Excavation | Excavation | Excavation | Excavation | Excavation | Excavation | Excavation | Excavation | Excavation | Excavation | Excavation | Excavation | Excavation | Excavation | Excavation | Excavation | Excavation | Excavation | Excavation | Excavation | Excavation | Excavation | Excavation | Excavation | Excavation | Excavation | Excavation | Excavation | Excavation | Excavation | Excavation | Excavation | Excavation | Excavation | Excavation | Excavation | Excavation | Excavation | Excavation | Excavation | Excavation | Excavation | Excavation | Excavation | Excavation | Excavation | Excavation | Excavation | Excavation | Excavation | Excavation | Excavation | Excavation | Excavation | Excavation | Excavation | Excavation | Excavation | Excavation | Excavation | Excavation | Excavation | Excavation | Excavation | Excavation | Excavation | Excavation | Excavation | Excavation | Excavation | Excavation | Excavation | Excavation | Excavation | Excavation | Excavation | Excavation | Excavation | Excavation | Excavation | Excavation | Excavation | Excavation | Excavation | Excavation | Excavation | Excavation | Excavation | Excavation | Excavation | Excavation | Excavation | Excavation | Excavation | Excavation | Excavation | Excavation | Excavation | Excavation | Excavation | Excavation | Excavation | Excavation | Excavation | Excavation | Excavation | Excavation | Excavation | Excavation | Excavation | Excavation | Excavation | Excavation | Excavation | Excavation | Excavation | Excavation | Excavation | Excavation | Excavation | Excavation | Excavation | Excavation | Excavation | Excavation | Excavation | Excavation | Excavation | Excavation | Excavation | Excavation | Excavation | Excavation | Excavation | Excavation | Excavation | Excavation | Excavation | Excavation | Excavation | Excavation | Excavation | Excavation | Excavation | Excavation | Excavation | Excavation | Excavation | Excavation | Excavation | Excavation | Excavation | Excavation | Excavation | Excavation | Excavation | Excavation | Excavation | Excavation | Excavation | Excavation | Excavation | Excavation | Excavation | Excavation | Excavation | Excavation | Excavation | Excavation | Excavation | Excavation | Excavation | Excavation | Excavation | Excavation | Excavation | Excavation | Excavation | Excavation | Excavation | Excavation | Excavation | Excavation | Excavation | Excavation | Excavation | Excavation | Excavation | Excavation | Excavation | Excavation | Excavation | Excavation | Excavation | Excavation | Excavation | Excavation | Excavation | Excavation | Excavation | Excavation | Excavation | Excavation | Excavation | Excavation | Excavation | Excavation | Excavation | Excavation | Excavation | Excavation | Excavation | Excavation | Excavation | Excavation | Excavation | Excavation | Excavation | Excavation | Excavation | Excavation | Excavation | Excavation | Excavation | Excavation | Excavation | Excavation | Excavation | Excavation | Excavation | Excavation | Excavation | Excavation | Excavation | Excavation | Excavation | Excavation | Excavation | Excavation | Excavation | Excavation | Excavation | Excavation | Excavation | Excavation | Excavation | Excavation | Excavation | Excavation | Excavation | Excavation | Excavation | Excavation | Excavation | Excavation | Excavation | Excavation | Excavation | Excavation | Excavation | Excavation | Excavation | Excavation | Excavation | Excavation | Excavation | Excavation | Excavation | Excavation | Excavation | Excavation | Excavation | Excavation | Excavation | Excavation | Excavation | Excavation | Excavation | Excavation | Excavation | Excavation | Excavation | Excavation | Excavation | Excavation | Excavation | Excavation | Excavation | Excavation | Excavation | Excavation | Excavation | Excavation | Excavation | Excavation | Excavation | Excavation | Excavation | Excavation | Excavation | Excavation | Excavation | Excavation | Excavation | Excavation | Excavation | Excavation | Excavation | Excavation | Excavation | Excavation | Excavation | Excavation | Excavation | Excavation | Excavation | Excavation | Excavation | Excavation | Excavation | Excavation | Excavation | Excavation | Excavation | Excavation | Excavation | Excavation | Excavation | Excavation | Excavation | Excavation | Excavation | Excavation | Excavation | Excavation | Excavation | Excavation | Excavation | Excavation | Excavation | Excavation | Excavation | Excavation | Excavation | Excavation | Excavation | Excavation | Excavation | Excavation | Excavation | Excavation | Excavation | Excavation | Excavation | Excavation | Excavation | Excavation | Excavation | Excavation | Excavation | Excavation | Excavation | Excavation | Excavation | Excavation | Excavation | Excavation | Excavation | Excavation | Excavation | Excavation | Excavation | Excavation | Excavation | Excavation | Excavation | Excavation | Excavation | Excavation | Excavation | Excavation | Excavation | Excavation | Excavation | Excavation | Excavation | Excavation | Excavation | Excavation | Excavation | Excavation | Excavation | Excavation | Excavation | Excavation | Excavation | Excavation | Excavation | Excavation | Excavation | Excavation | Excavation | Excavation | Excavation | Excavation | Excavation | Excavation | Excavation | Excavation | Excavation | Excavation | Excavation | Excavation | Excavation | Excavation | Excavation | Excavation | Excavation | Excavation | Excavation | Excavation | Excavation | Excavation | Excavation | Excavation | Excavation | Excavation | Excavation | Excavation | Excavation | Excavation | Excavation | Excavation | Excavation | Excavation | Excavation | Excavation | Excavation | Excavation | Excavation | Excavation | Excavation | Excavation | Excavation | Excavation | Excavation | Excavation | Excavation | Excavation | Excavation | Excavation | Excavation | Excavation | Excavation | Excavation | Excavation | Excavation | Excavation | Excavation | Excavation | Excavation | Excavation | Excavation | Excavation | Excavation | Excavation | Excavation | Excavation | Excavation | Excavation | Excavation | Excavation | Excavation | Excavation | Excavation | Excavation | Excavation | Excavation | Excavation | Excavation | Excavation | Excavation | Excavation | Excavation | Excavation | Excavation | Excavation | Excavation | Excavation | Excavation | Excavation | Excavation | Excavation | Excavation | Excavation | Excavation | Excavation | Excavation | Excavation | Excavation | Excavation | Excavation | Excavation | Excavation | Excavation | Excavation | Excavation | Excavation | Excavation | Excavation | Excavation | Excavation | Excavation | Excavation | Excavation | Excavation | Excavation | Excavation | Excavation | Excavation | Excavation | Excavation | Excavation | Excavation | Excavation | Excavation | Excavation | Excavation | Excavation | Excavation | Excavation | Excavation | Excavation | Excavation | Excavation | Excavation | Excavation | Excavation | Excavation | Excavation | Excavation | Excavation | Excavation | Excavation | Excavation | Excavation | Excavation | Excavation | Excavation | Excavation | Excavation | Excavation | Excavation | Excavation | Excavation | Excavation | Excavation | Excavation | Excavation | Excavation | Excavation | Excavation | Excavation | Excavation | Excavation | Excavation | Excavation | Excavation | Excavation | Excavation | Excavation | Excavation | Excavation | Excavation | Excavation | Excavation | Excavation | Excavation | Excavation | Excavation | Excavation | Excavation | Excavation | Excavation | Excavation | Excavation | Excavation | Excavation | Excavation | Excavation | Excavation | Excavation | Excavation | Excavation | Excavation | Excavation | Excavation | Excavation | Excavation | Excavation | Excavation | Excavation | Excavation | Excavation | Excavation | Excavation | Excavation | Excavation | Excavation | Excavation | Excavation | Excavation | Excavation | Excavation | Excavation | Excavation | Excavation | Excavation | Excavation | Excavation | Excavation | Excavation | Excavation | Excavation | Excavation | Excavation | Excavation | Excavation | Excavation | Excavation | Excavation | Excavation | Excavation | Excavation | Excavation | Excavation | Excavation | Excavation | Excavation | Excavation | Excavation | Excavation | Excavation | Excavation | Excavation | Excavation | Excavation | Excavation | Excavation | Excavation | Excavation | Excavation | Excavation | Excavation | Excavation | Excavation | Excavation | Excavation | Excavation | Excavation | Excavation | Excavation | Excavation | Excavation | Excavation | Excavation | Excavation | Excavation | Excavation | Excavation | Excavation | Excavation | Excavation | Excavation | Excavation | Excavation | Excavation | Excavation | Excavation | Excavation | Excavation | Excavation | Excavation | Excavation | Excavation | Excavation | Excavation | Excavation | Excavation | Excavation | Excavation | Excavation | Excavation | Excavation | Excavation | Excavation | Excavation | Excavation | Excavation | Excavation | Excavation | Excavation | Excavation | Excavation | Excavation | Excavation | Excavation | Excavation | Excavation | Excavation | Excavation | Excavation | Excavation | Excavation | Excavation | Excavation | Excavation | Excavation | Excavation | Excavation | Excavation | Excavation | Excavation | Excavation | Excavation | Excavation | Excavation | Excavation | Excavation | Excavation | Excavation | Excavation | Excavation | Excavation | Excavation | Excavation | Excavation | Excavation | Excavation | Excavation | Excavation | Excavation | Excavation | Excavation | Excavation | Excavation | Excavation | Excavation | Excavation | Excavation | Excavation | Excavation | Excavation | Excavation | Excavation | Excavation | Excavation | Excavation | Excavation | Excavation | Excavation | Excavation | Excavation | Excavation | Excavation | Excavation | Excavation | Excavation | Excavation | Excavation | Excavation | Excavation | Excavation | Excavation | Excavation | Excavation | Excavation | Excavation | Excavation | Excavation | Excavation | Excavation | Excavation | Excavation | Excavation | Excavation | Excavation | Excavation | Excavation | Excavation | Excavation | Excavation | Excavation | Excavation | Excavation | Excavation | Excavation | Excavation | Excavation | Excavation | Excavation | Excavation | Excavation | Excavation | Excavation | Excavation | Excavation | Excavation | Excavation | Excavation | Excavation | Excavation | Excavation | Excavation | Excavation | Excavation | Excavation | Excavation | Excavation | Excavation | Excavation | Excavation | Excavation | Excavation | Excavation | Excavation | Excavation | Excavation | Excavation | Excavation | Excavation | Excavation | Excavation | Excavation | Excavation | Excavation | Excavation | Excavation | Excavation | Excavation | Excavation | Excavation | Excavation | Excavation | Excavation | Excavation | Excavation | Excavation | Excavation | Excavation | Excavation | Excavation | Excavation | Excavation | Excavation | Excavation | Excavation | Excavation | Excavation | Excavation | Excavation | Excavation | Excavation | Excavation | Excavation | Excavation | Excavation | Excavation | Excavation | Excavation | Excavation | Excavation | Excavation | Excavation | Excavation | Excavation | Excavation | Excavation | Excavation | Excavation | Excavation | Excavation | Excavation | Excavation | Excavation | Excavation | Excavation | Excavation | Excavation | Excavation | Excavation | Excavation | Excavation | Excavation | Excavation | Excavation | Excavation | Excavation | Excavation | Excavation | Excavation | Excavation | Excavation | Excavation | Excavation | Excavation | Excavation | Excavation | Excavation | Excavation | Excavation | Excavation | Excavation | Excavation | Excavation | Excavation | Excavation | Excavation | Excavation | Excavation | Excavation | Excavation | Excavation | Excavation | Excavation | Excavation | Excavation | Excavation | Excavation | Excavation | Excavation | Excavation | Excavation | Excavation | Excavation | Excavation | Excavation | Excavation | Excavation | Excavation | Excavation | Excavation | Excavation | Excavation | Excavation | Excavation | Excavation | Excavation | Excavation | Excavation | Excavation | Excavation | Excavation | Excavation | Excavation | Excavation | Excavation | Excavation | Excavation | Excavation | Excavation | Excavation | Excavation | Excavation | Excavation | Excavation | Excavation | Excavation | Excavation | Excavation | Excavation | Excavation | Excavation | Excavation | Excavation | Excavation | Excavation | Excavation | Excavation | Excavation | Excavation | Excavation | Excavation | Excavation | Excavation | Excavation | Excavation | Excavation | Excavation | Excavation | Excavation | Excavation | Excavation | Excavation | Excavation | Excavation | Excavation | Excavation | Excavation | Excavation | Excavation | Excavation | Excavation | Excavation | Excavation | Excavation | Excavation | Excavation | Excavation | Excavation | Excavation | Excavation | Excavation | Excavation | Excavation | Excavation | Excavation | Excavation | Excavation | Excavation | Excavation | Excavation | Excavation | Excavation | Excavation | Excavation | Excavation | Excavation | Excavation | Excavation | Excavation | Excavation | Excavation | Excavation | Excavation | Excavation | Excavation | Excavation | Excavation | Excavation | Excavation | Excavation | Excavation | Excavation | Excavation | Excavation | Excavation | Excavation | Excavation | Excavation | Excavation | Excavation | Excavation | Excavation | Excavation | Excavation | Excavation | Excavation | Excavation | Excavation | Excavation | Excavation | Excavation | Excavation | Excavation | Excavation | Excavation | Excavation | Excavation | Excavation | Excavation | Excavation | Excavation | Excavation | Excavation | Excavation | Excavation | Excavation | Excavation | Excavation | Excavation | Excavation | Excavation | Excavation | Excavation | Excavation | Excavation | Excavation | Excavation | Excavation | Excavation | Excavation | Excavation | Excavation | Excavation | Excavation | Excavation | Excavation | Excavation | Excavation | Excavation | Excavation | Excavation | Excavation | Excavation | Excavation | Excavation | Excavation | Excavation | Excavation | Excavation | Excavation | Excavation | Excavation | Excavation | Excavation | Excavation | Excavation | Excavation | Excavation | Excavation | Excavation | Excavation | Excavation | Excavation | Excavation | Excavation | Excavation | Excavation | Excavation | Excavation | Excavation | Excavation | Excavation | Excavation | Excavation | Excavation | Excavation | Excavation | Excavation | Excavation | Excavation | Excavation | Excavation | Excavation | Excavation | Excavation | Excavation | Excavation | Excavation | Excavation | Excavation | Excavation | Excavation | Excavation | Excavation | Excavation | Excavation | Excavation | Excavation | Excavation | Excavation | Excavation | Excavation | Excavation | Excavation | Excavation | Excavation | Excavation | Excavation | Excavation | Excavation | Excavation | Excavation | Excavation | Excavation | Excavation | Excavation | Excavation | Excavation | Excavation | Excavation | Excavation | Excavation | Excavation | Excavation | Excavation | Excavation | Excavation | Excavation | Excavation | Excavation | Excavation | Excavation | Excavation | Excavation | Excavation | Excavation | Excavation | Excavation | Excavation | Excavation | Excavation | Excavation | Excavation | Excavation | Excavation | Excavation | Excavation | Excavation | Excavation | Excavation | Excavation | Excavation | Excavation | Excavation | Excavation | Excavation | Excavation | Excavation | Excavation | Excavation | Excavation | Excavation | Excavation | Excavation | Excavation | Excavation | Excavation | Excavation | Excavation | Excavation | Excavation | Excavation | Excavation | Excavation | Excavation | Excavation | Excavation | Excavation | Excavation | Excavation | Excavation | Excavation | Excavation | Excavation | Excavation | Excavation | Excavation | Excavation | Excavation | Excavation | Excavation | Excavation | Excavation | Excavation | Excavation | Excavation | Excavation | Excavation | Excavation | Excavation | Excavation | Excavation | Excavation | Excavation | Excavation | Excavation | Excavation | Excavation | Excavation | Excavation | Excavation | Excavation | Excavation | Excavation | Excavation | Excavation | Excavation | Excavation | Excavation | Excavation | Excavation | Excavation | Excavation | Excavation | Excavation | Excavation | Excavation | Excavation | Excavation | Excavation | Excavation | Excavation | Excavation | Excavation | Excavation | Excavation | Excavation | Excavation | Excavation | Excavation | Excavation | Excavation | Excavation | Excavation | Excavation | Excavation | Excavation | Excavation | Excavation | Excavation | Excavation | Excavation | Excavation | Excavation | Excavation | Excavation | Excavation | Excavation | Excavation | Excavation | Excavation | Excavation | Excavation | Excavation | Excavation | Excavation | Excavation | Excavation | Excavation | Excavation | Excavation | Excavation | Excavation | Excavation | Excavation | Excavation | Excavation | Excavation | Excavation | Excavation | Excavation | Excavation | Excavation | Excavation | Excavation | Excavation | Excavation | Excavation | Excavation | Excavation | Excavation | Excavation | Excavation | Excavation | Excavation | Excavation | Excavation | Excavation | Excavation | Excavation | Excavation | Excavation | Excavation | Excavation | Excavation | Excavation | Excavation | Excavation | Excavation | Excavation | Excavation | Excavation | Excavation | Excavation | Excavation | Excavation | Excavation | Excavation | Excavation | Excavation | Excavation | Excavation | Excavation | Excavation | Excavation | Excavation | Excavation | Excavation | Excavation | Excavation | Excavation | Excavation | Excavation | Excavation | Excavation | Excavation | Excavation | Excavation | Excavation | Excavation | Excavation | Excavation | Excavation | Excavation | Excavation | Excavation | Excavation | Excavation | Excavation | Excavation | Excavation | Excavation | Excavation | Excavation | Excavation | Excavation | Excavation | Excavation | Excavation | Excavation | Excavation | Excavation | Excavation | Excavation | Excavation | Excavation | Excavation | Excavation | Excavation | Excavation | Excavation | Excavation | Excavation | Excavation | Excavation | Excavation | Excavation | Excavation | Excavation | Excavation | Excavation | Excavation | Excavation | Excavation | Excavation | Excavation | Excavation | Excavation | Excavation | Excavation | Excavation | Excavation | Excavation | Excavation | Excavation | Excavation | Excavation | Excavation | Excavation | Excavation | Excavation | Excavation | Excavation | Excavation | Excavation | Excavation | Excavation | Excavation | Excavation | Excavation | Excavation | Excavation | Excavation | Excavation | Excavation | Excavation | Excavation | Excavation | Excavation | Excavation | Excavation | Excavation | Excavation | Excavation | Excavation | Excavation | Excavation | Excavation | Excavation | Excavation | Excavation | Excavation | Excavation | Excavation | Excavation | Excavation | Excavation | Excavation | Excavation | Excavation | Excavation | Excavation | Excavation | Excavation | Excavation | Excavation | Excavation | Excavation | Excavation | Excavation | Excavation | Excavation | Excavation | Excavation | Excavation | Excavation | Excavation | Excavation | Excavation | Excavation | Excavation | Excavation | Excavation | Excavation | Excavation | Excavation | Excavation | Excavation | Excavation | Excavation | Excavation | Excavation | Excavation | Excavation | Excavation | Excavation | Excavation | Excavation | Excavation | Excavation | Excavation | Excavation | Excavation | Excavation | Excavation | Excavation | Excavation | Excavation | Excavation | Excavation | Excavation | Excavation | Excavation | Excavation | Excavation | Excavation | Excavation | Excavation | Excavation | Excavation | Excavation | Excavation | Excavation | Excavation | Excavation | Excavation | Excavation | Excavation | Excavation | Excavation | Excavation | Excavation | Excavation | Excavation | Excavation | Excavation | Excavation | Excavation | Excavation | Excavation | Excavation | Excavation | Excavation | Excavation | Excavation | Excavation | Excavation | Excavation | Excavation | Excavation | Excavation | Excavation | Excavation | Excavation | Excavation | Excavation | Excavation | Excavation | Excavation | Excavation | Excavation | Excavation | Excavation | Excavation | Excavation | Excavation | Excavation | Excavation | Excavation | Excavation | Excavation | Excavation | Excavation | Excavation | Excavation | Excavation | Excavation | Excavation | Excavation | Excavation | Excavation | Excavation | Excavation | Excavation | Excavation | Excavation | Excavation | Excavation | Excavation | Excavation | Excavation | Excavation | Excavation | Excavation | Excavation | Excavation | Excavation | Excavation | Excavation | Excavation | Excavation | Excavation | Excavation | Excavation | Excavation | Excavation | Excavation | Excavation | Excavation | Excavation | Excavation | Excavation | Excavation | Excavation | Excavation | Excavation | Excavation | Excavation | Excavation | Excavation | Excavation | Excavation | Excavation | Excavation | Excavation | Excavation | Excavation | Excavation | Excavation | Excavation | Excavation | Excavation | Excavation | Excavation | Excavation | Excavation | Excavation | Excavation | Excavation | Excavation | Excavation | Excavation | Excavation | Excavation | Excavation | Excavation | Excavation | Excavation | Excavation | Excavation | Excavation | Excavation | Excavation | Excavation | Excavation | Excavation | Excavation | Excavation | Excavation | Excavation | Excavation | Excavation | Excavation | Excavation | Excavation | Excavation | Excavation | Excavation | Excavation | Excavation | Excavation | Excavation | Excavation | Excavation | Excavation | Excavation | Excavation | Excavation | Excavation | Excavation | Excavation | Excavation | Excavation | Excavation | Excavation | Excavation | Excavation | Excavation | Excavation | Excavation | Excavation | Excavation | Excavation | Excavation | Excavation | Excavation | Excavation | Excavation | Excavation | Excavation | Excavation | Excavation | Excavation | Excavation | Excavation | Excavation | Excavation | Excavation | Excavation | Excavation | Excavation | Excavation | Excavation | Excavation | Excavation | Excavation | Excavation | Excavation | Excavation | Excavation | Excavation | Excavation | Excavation | Excavation | Excavation | Excavation | Excavation | Excavation | Excavation | Excavation | Excavation | Excavation | Excavation | Excavation | Excavation | Excavation | Excavation | Excavation | Excavation | Excavation | Excavation | Excavation | Excavation | Excavation | Excavation | Excavation | Excavation | Excavation | Excavation | Excavation | Excavation | Excavation | Excavation | Excavation | Excavation | Excavation | Excavation | Excavation | Excavation | Excavation | Excavation | Excavation | Excavation | Excavation | Excavation | Excavation | Excavation | Excavation | Excavation | Excavation | Excavation | Excavation | Excavation | Excavation | Excavation | Excavation | Excavation | Excavation | Excavation | Excavation | Excavation | Excavation | Excavation | Excavation | Excavation | Excavation | Excavation | Excavation | Excavation | Excavation | Excavation | Excavation | Excavation | Excavation | Excavation | Excavation | Excavation | Excavation | Excavation | Excavation | Excavation | Excavation | Excavation | Excavation | Excavation | Excavation | Excavation | Excavation | Excavation | Excavation | Excavation | Excavation | Excavation | Excavation | Excavation | Excavation | Excavation | Excavation | Excavation | Excavation | Excavation | Excavation | Excavation | Excavation | Excavation | Excavation | Excavation | Excavation | Excavation | Excavation | Excavation | Excavation | Excavation | Excavation | Excavation | Excavation | Excavation | Excavation | Excavation | Excavation | Excavation | Excavation | Excavation | Excavation | Excavation | Excavation | Excavation | Excavation | Excavation | Excavation | Excavation | Excavation | Excavation | Excavation | Excavation | Excavation | Excavation | Excavation | Excavation | Excavation | Excavation | Excavation | Excavation | Excavation | Excavation | Excavation | Excavation | Excavation | Excavation | Excavation | Excavation | Excavation | Excavation | Excavation | Excavation | Excavation | Excavation | Excavation | Excavation | Excavation | Excavation | Excavation | Excavation | Excavation | Excavation | Excavation | Excavation | Excavation | Excavation | Excavation | Excavation | Excavation | Excavation | Excavation | Excavation | Excavation | Excavation | Excavation | Excavation | Excavation | Excavation | Excavation | Excavation | Excavation | Excavation | Excavation | Excavation | Excavation | Excavation | Excavation | Excavation | Excavation | Excavation | Excavation | Excavation | Excavation | Excavation | Excavation | Excavation | Excavation | Excavation | Excavation | Excavation | Excavation | Excavation | Excavation | Excavation | Excavation | Excavation | Excavation | Excavation | Excavation | Excavation | Excavation | Excavation | Excavation | Excavation | Excavation | Excavation | Excavation | Excavation | Excavation | Excavation | Excavation | Excavation | Excavation | Excavation | Excavation | Excavation | Excavation | Excavation | Excavation | Excavation | Excavation | Excavation | Excavation | Excavation | Excavation | Excavation | Excavation | Excavation | Excavation | Excavation | Excavation | Excavation | Excavation | Excavation | Excavation | Excavation | Excavation | Excavation | Excavation | Excavation | Excavation | Excavation | Excavation | Excavation | Excavation | Excavation | Excavation | Excavation | Excavation | Excavation | Excavation | Excavation | Excavation | Excavation | Excavation | Excavation | Excavation | Excavation | Excavation | Excavation | Excavation | Excavation | Excavation | Excavation | Excavation | Excavation | Excavation | Excavation | Excavation | Excavation | Excavation | Excavation | Excavation | Excavation | Excavation | Excavation | Excavation | Excavation | Excavation | Excavation | Excavation | Excavation | Excavation | Excavation | Excavation | Excavation | Excavation | Excavation | Excavation | Excavation | Excavation | Excavation | Excavation | Excavation | Excavation | Excavation | Excavation | Excavation | Excavation | Excavation | Excavation | Excavation | Excavation | Excavation | Excavation | Excavation | Excavation | Excavation | Excavation | Excavation | Excavation | Excavation | Excavation | Excavation | Excavation | Excavation | Excavation | Excavation | Excavation | Excavation | Excavation | Excavation | Excavation | Excavation | Excavation | Excavation | Excavation | Excavation | Excavation | Excavation | Excavation | Excavation | Excavation | Excavation | Excavation | Excavation | Excavation | Excavation | Excavation | Excavation | Excavation | Excavation | Excavation | Excavation | Excavation | Excavation | Excavation | Excavation | Excavation | Excavation | Excavation | Excavation | Excavation | Excavation | Excavation | Excavation | Excavation | Excavation | Excavation | Excavation | Excavation | Excavation | Excavation | Excavation | Excavation | Excavation | Excavation | Excavation | Excavation | Excavation | Excavation | Excavation | Excavation | Excavation | Excavation | Excavation | Excavation | Excavation | Excavation | Excavation | Excavation | Excavation | Excavation | Excavation | Excavation | Excavation | Excavation | Excavation | Excavation | Excavation | Excavation | Excavation | Excavation | Excavation | Excavation | Excavation | Excavation | Excavation | Excavation | Excavation | Excavation | Excavation | Excavation | Excavation | Excavation | Excavation | Excavation | Excavation | Excavation | Excavation | Excavation | Excavation | Excavation
13.5 | providing and laying in postion cement concrete of specified grade , exculding the cost of centering and shuttering, all work upto pilnth level. (1:1.5:3) | Cum | 8211.3 | #REF! | #REF! | Rate abstracted from CPWD CODE NO 4.20A.1.3 PAGE NO 114 | DAR Vol 1 pg 216
13.6 | Providing and laying plain cement concrete of mix using 40/20mm & down size stone aggregate for foundations, below floors & other areas laid in 15cms/10cms as specified thick layers and well compacted including the cost of centring, shuttering, curing etc., complete at all floor levels . 1:3:6 | Cum | 7141.35 | #REF! | #REF! | DSR Vol.1 4.1.5 pg 107 6833.4 DSR Vol1 4.20A.1.3 PAGE NO 114 307.95
13.7 | Supplying and filling in plinth with local sand and under floors inculing watering, ramming consolidating and dressing complete. | Cum | 2161.2 | #REF! | #REF! | Rate abstracted from CPWD CODE 2.27 page no 95 | DAR Vol 1 pg 132 & 133
13.8 | Providing and constructing 230 mm thk Brick masonry in cement mortar 1:6 using quality bricks of class designation 75 adequately soaked in water before use for super structure at all levels, etc. including racking, scaffolding,curing etc.,complete as directed by Engineer In Charge. | Cum | 6658 | #REF! | #REF! | Rate abstracted from DSR 6.1.2
13.9 | Providing and constructing Half Brick masonry in cement mortar 1:4 using quality bricks | Sqmt | 837 | #REF! | #REF! | Rate Abstracted from DSR 6.12.2
13.1 | Plastering with cement mortar 1:4 , 12mm thick floated hard and trowelled smooth to all inside walls inclusive of sills, jambs, soffits, finished roughly at tile fixing sides including watering, curing ,scaffolding charges, cost and conveyance of all materials and labour charges etc. complete for all heights & levels. | Sqmt | 307 | #REF! | #REF! | Rate Abstracted from DSR 13.4.1 page no 998
13.11 | Plastering with cement mortar 1:4 , 18mm thick floated hard and trowelled smooth to all inside walls inclusive of sills, jambs, soffits, finished roughly at tile fixing sides including watering, curing ,scaffolding charges, cost and conveyance of all materials and labour charges etc. complete for all heights & levels. | Sqmt | 402 | #REF! | #REF! | Rate Abstracted from DSR 13.46.1
13.12 | Distempering with dry distemper (two or more coats ) and of required shade on New works, over and inculding priming coat of whiting to give and even shade. | Sqmt | 245 | #REF! | #REF! | Rate abstracted from CPWD CODE NO 13.45 PAGE NO 262 | DAR Vol 2 pg 1032
13.13 | Centering and shuttering | Sqmt | 307.95 | #REF! | #REF! | Rate abstracted from CPWD CODE NO 4.3.1 PAGE NO 109 | DAR Vol 1 pg 179 & 180
13.14 | Reinforced Steel Fe 500D including cutting , bending and bar binding etc | Kg | 82 | #REF! | #REF! | Basic rate + labor+ wastage + contractor profit . i.e Rs 68+6+7.4=82
14 | Supply of pipe, fittings & electrical Accessories and boring. Installation of submersible water pump - boring, providing pipe, fittings & all electrical accessories to as per requirement to connect to overhead water tank & to connect to the toilet (taps & wash basin) and to connect to RO for succesful operation. Submersible pump shall be owner supplied. RO shall be owner supplied | Nos | 2 |  |  |  |  | 50 mm nominal bore,Boring with 50 mm diameter casing pipe for tubewell, in all soils except ordinary hard rocks requiring blasting, including removing the casing pipe after tube well is lowered and tested :
14.1 | Boring up to a depth of 75m | Mt | 847.35 | 150 | 127102.5 | DSR Vol.2 18.42.3 pg 379 | Dar Vol 2 pg 1589 | Boaring upto depth of 75m , if ground water level exceed to 75m extra Rs - 2000/m will be charge.
14.2 | Installation of submersible water pump - boring, providing pipe, fittings & all electrical accessories to as per requirement to connect to overhead water tank (14.3) & to connect to the toilet (taps & wash basin) and to connect to RO for succesful operation | Lot | 76748.75 | 2 | 153497.5 | LS |  | Acceseries ( Make : Prince , Ashirwad , Topline or equivalent ). Pipe quality statndard as per IS 4985:2021.
14.3 | Providing and placing on terrace (at all floor levels) polyethylene water storage tank, IS : 12701 marked, with cover and suitable locking arrangement and making necessary holes for inlet, outlet and overflow pipes but without fittings and the base support for tank.PVC Water Tank-Capacity 1000L | Nos. | 9700 | 2 | 19400 | 9.70/L. DSR Vol.2 18.48 Pg no.380 | DAR Vol 2 pg 1598 | IS:12701
15 | Installation of fans & lights in 12 Classroms (Supply of wiring pipes including switchboards,wires, switches & aceesories and installation as per requirement for succesful operation). 24 fans & 24 lights bulbs shall be owner supplied. | Nos | 3600 | 12 | 43200 | LS |  | All Electrical work will be done as per drawing.( Make - Wire : Anchor , Condit pipes : Malhotra , Switches : Anchor Roma ). BIS Certified Only.
#REF!
Sub-Total (A) |  |  |  |  | #REF!
GST @ 18% (B) |  |  |  | 18% | #REF!
Total amount (A+B) |  |  |  |  | #REF!
DESIGNING AND CONSULTANCY ( 2% OF PROJECT VALUE) |  |  |  |  | #REF!
The Bidder hereby declares that the above quoted amounts are after site visit and detailed examination of site in accordance to BOQ.
The works shall be carried out as per CPWD specification and/or as per directions of Engineer Incharge.